## Parameters
Element | Sulfuric acid tank-T201 | Mixer-M202 | PT reactor system-R201 |  |  | Enzyme hydrolysate mixer-M301 |  | Saccharification and co fermentation-R303 |  |  | Internal circulation rx-R601 |  | An MBR-R602 | [6 empty] | Boiler turbogenerator-BT |  | An MBR-R602
Variable | PT h2 so4 loading [mg/g] | PT solids loading [-] | PT glucose-to-glucose [-] | PT xylan-to-xylose [-] | PT xylan-to-furfural [-] | EH solid loading [-] | EH enzyme loading [-] | EH cellulose-to-glucose [-] | FERM glucose-to-ethanol [-] | FERM arabinose-to-ethanol [-] | IC organic loading rate [kg COD/m3/hr] | IC biomass conc. ratio [-] | An MBR max membrane flux [L/m2/h] | An MBR transmembrane pressure [psi] | An MBR internal recirculation ratio [-] | An MBR cross flow velocity [m/s] | An MBR specific gas demand [m3/m2/hr] | An MBR biomass yield [-] | An MBR upflow velocity for GAC [m/hr] | Boiler efficiency [-] | Turbogenerator efficiency [-] | An MBR membrane lifetime [yr] | An MBR membrane unit cost [$/ft2] | An MBR hydraulic retention time [hr]
0 | 26.8144 | 0.30978 | 0.077283 | 0.891 | 0.071892 | 0.20325 | 24.1909 | 0.92391 | 0.92588 | 0.041632 | 1.3965 | 1.2087 | 13.9067 | 2.4523 | 3.7231 | 1.7641 | 0.95651 | 0.040732 | 8.7374 | 0.85865 | 0.86578 | 10.1128 | 8.2579 | 12.7742
1 | 18.748 | 0.31663 | 0.10081 | 0.84241 | 0.062973 | 0.20635 | 16.8866 | 0.87395 | 0.94524 | 0.018804 | 0.96242 | 1.5393 | 13.2148 | 3.1492 | 1.2868 | 1.6635 | 0.39003 | 0.033717 | 6.6161 | 0.79218 | 0.84671 | 11.4281 | 8.3842 | 11.9285
2 | 20.5193 | 0.35019 | 0.096929 | 0.86472 | 0.076434 | 0.21117 | 25.6737 | 0.76559 | 0.91203 | 0.26164 | 0.96867 | 1.4987 | 10.3015 | 3.0426 | 1.0818 | 0.64565 | 0.16071 | 0.034166 | 6.6271 | 0.84808 | 0.85952 | 9.2219 | 9.2664 | 14.3115
3 | 24.6894 | 0.37198 | 0.099529 | 0.89407 | 0.050888 | 0.20341 | 20.2462 | 0.90659 | 0.95103 | 0.055572 | 1.1776 | 1.1878 | 13.6043 | 2.1521 | 1.347 | 1.721 | 0.49058 | 0.069634 | 8.8058 | 0.85374 | 0.8967 | 9.9186 | 8.7743 | 14.4839
4 | 23.7315 | 0.3104 | 0.073491 | 0.86482 | 0.035601 | 0.20195 | 25.2907 | 0.87492 | 0.95244 | 0.57887 | 1.0889 | 1.3475 | 11.1327 | 4.1434 | 2.1796 | 1.6244 | 1.099 | 0.069432 | 8.8823 | 0.78619 | 0.85808 | 10.5813 | 6.6194 | 12.4905
5 | 24.4857 | 0.32522 | 0.08387 | 0.89526 | 0.058241 | 0.19865 | 27.028 | 0.86928 | 0.95409 | 0.59742 | 1.3732 | 1.5108 | 10.4479 | 2.664 | 1.1713 | 1.5011 | 0.28959 | 0.064212 | 8.8524 | 0.78589 | 0.84651 | 7.0033 | 8.0761 | 8.4567
6 | 21.2546 | 0.29514 | 0.096186 | 0.82737 | 0.053929 | 0.23789 | 25.7883 | 0.79745 | 0.95566 | 0.066565 | 1.1596 | 1.4683 | 8.7333 | 2.6072 | 3.3497 | 1.8659 | 0.21088 | 0.032829 | 8.1633 | 0.82965 | 0.85331 | 12.0536 | 7.2372 | 11.4748
7 | 22.6196 | 0.35788 | 0.096246 | 0.88629 | 0.065229 | 0.18911 | 16.8282 | 0.79708 | 0.93836 | 0.24873 | 1.0394 | 1.3208 | 14.4824 | 1.7197 | 0.87789 | 1.4966 | 1.0064 | 0.048154 | 8.1883 | 0.85635 | 0.88 | 11.9594 | 9.4413 | 15.9494
8 | 23.9993 | 0.30437 | 0.091634 | 0.87387 | 0.048723 | 0.19728 | 15.1358 | 0.8433 | 0.90395 | 0.11548 | 1.2672 | 1.5916 | 13.3677 | 2.4675 | 2.8498 | 0.96538 | 0.42138 | 0.070566 | 7.523 | 0.82055 | 0.85394 | 9.9433 | 6.9094 | 15.3587
9 | 15.0321 | 0.32846 | 0.088993 | 0.87698 | 0.051905 | 0.20697 | 16.0658 | 0.91948 | 0.95716 | 0.12085 | 1.5611 | 1.2333 | 14.3939 | 3.8619 | 3.432 | 1.3883 | 0.89634 | 0.023077 | 7.4693 | 0.81074 | 0.90349 | 9.6132 | 6.0584 | 13.6633
10 | 15.3042 | 0.30905 | 0.077114 | 0.86227 | 0.069958 | 0.18795 | 15.3534 | 0.84529 | 0.94508 | 0.66556 | 1.1853 | 1.5581 | 11.8413 | 1.6747 | 1.7003 | 1.2477 | 0.06853 | 0.033432 | 8.9152 | 0.78495 | 0.92534 | 7.7402 | 9.0363 | 9.8024
11 | 22.475 | 0.27505 | 0.076639 | 0.89096 | 0.065362 | 0.18672 | 20.6344 | 0.88533 | 0.94847 | 0.31868 | 1.5538 | 1.2906 | 11.5902 | 3.6846 | 1.4482 | 1.5721 | 0.63313 | 0.079124 | 7.0526 | 0.7897 | 0.83772 | 10.421 | 8.8474 | 13.9781
12 | 18.408 | 0.27678 | 0.06681 | 0.8763 | 0.060994 | 0.21311 | 16.7396 | 0.8587 | 0.95894 | 0.34476 | 1.1119 | 1.7799 | 11.7738 | 2.6722 | 1.4681 | 1.8977 | 0.34738 | 0.037899 | 7.4857 | 0.78877 | 0.86019 | 8.6358 | 9.6403 | 10.1398
13 | 17.8836 | 0.26687 | 0.10853 | 0.86251 | 0.06416 | 0.20539 | 14.8585 | 0.84018 | 0.95325 | 0.13604 | 1.3887 | 1.6075 | 11.119 | 3.6381 | 1.9478 | 0.70027 | 0.94003 | 0.053062 | 6.1281 | 0.75071 | 0.88015 | 13.1464 | 6.3705 | 9.2564
14 | 29.5068 | 0.34289 | 0.08362 | 0.86113 | 0.049468 | 0.18243 | 14.6464 | 0.78687 | 0.91559 | 0.18082 | 1.3091 | 1.5021 | 13.5226 | 1.8569 | 0.70728 | 1.1683 | 0.70823 | 0.071358 | 7.957 | 0.78481 | 0.84457 | 11.6205 | 8.6719 | 12.3039
15 | 16.5304 | 0.36899 | 0.1033 | 0.89309 | 0.047648 | 0.2028 | 19.0642 | 0.85524 | 0.95729 | 0.76565 | 1.2928 | 1.8435 | 9.3817 | 2.4409 | 1.1584 | 0.70644 | 0.46595 | 0.047235 | 8.783 | 0.8358 | 0.78755 | 10.3022 | 6.5435 | 11.4658
16 | 11.6649 | 0.26091 | 0.10428 | 0.90028 | 0.045961 | 0.1934 | 23.312 | 0.88164 | 0.93808 | 0.075804 | 1.2566 | 1.6921 | 13.7323 | 2.2754 | 3.1909 | 1.0434 | 0.52888 | 0.063324 | 6.0866 | 0.80265 | 0.83885 | 7.5536 | 9.367 | 11.4456
17 | 23.3558 | 0.36097 | 0.068839 | 0.82955 | 0.043345 | 0.1989 | 23.0246 | 0.84736 | 0.95384 | 0.25851 | 1.1217 | 1.6154 | 13.8091 | 1.0642 | 3.9864 | 1.6648 | 0.66418 | 0.05968 | 9.3989 | 0.78759 | 0.91511 | 9.445 | 7.2488 | 11.8041
18 | 24.3655 | 0.32348 | 0.081582 | 0.85704 | 0.052781 | 0.20458 | 15.6027 | 0.85748 | 0.91874 | 0.82641 | 1.1792 | 1.4064 | 12.3267 | 1.8459 | 2.354 | 1.4126 | 0.8951 | 0.062791 | 7.2164 | 0.77205 | 0.82304 | 10.8195 | 9.7359 | 8.4813
19 | 25.2435 | 0.32873 | 0.11474 | 0.88707 | 0.067297 | 0.20864 | 15.6561 | 0.9365 | 0.93926 | 0.19042 | 1.1315 | 1.4911 | 16.4627 | 4.8914 | 3.3066 | 0.58664 | 0.57551 | 0.049096 | 8.9381 | 0.77395 | 0.91021 | 9.5665 | 7.9633 | 8.9088
20 | 19.5665 | 0.34886 | 0.072835 | 0.83281 | 0.056392 | 0.18123 | 24.1042 | 0.84738 | 0.93738 | 0.42714 | 1.1148 | 1.7438 | 11.9774 | 3.1416 | 0.88106 | 0.92348 | 0.58337 | 0.031267 | 6.0429 | 0.80155 | 0.81247 | 8.6168 | 9.5102 | 12.6653
21 | 25.2138 | 0.2931 | 0.092548 | 0.88946 | 0.032717 | 0.20335 | 20.2418 | 0.89789 | 0.96331 | 0.52859 | 0.95405 | 1.4709 | 12.0686 | 4.0468 | 3.0664 | 0.74811 | 0.57874 | 0.077477 | 6.73 | 0.79033 | 0.82264 | 12.1012 | 6.6538 | 12.7877
22 | 13.6664 | 0.32881 | 0.09097 | 0.85483 | 0.068876 | 0.19259 | 21.5065 | 0.89533 | 0.94786 | 0.010664 | 1.4947 | 1.8529 | 15.2114 | 4.9764 | 0.74518 | 1.2177 | 0.18488 | 0.034377 | 8.1936 | 0.78317 | 0.87015 | 11.4806 | 6.4701 | 10.8135
23 | 24.0313 | 0.38678 | 0.10372 | 0.88426 | 0.062176 | 0.19245 | 20.884 | 0.86429 | 0.92665 | 0.12005 | 1.297 | 1.6646 | 15.3349 | 2.3966 | 3.6766 | 0.40411 | 1.1197 | 0.04573 | 7.5914 | 0.81282 | 0.91349 | 10.9819 | 6.5332 | 11.2165
24 | 12.2108 | 0.31529 | 0.10667 | 0.80733 | 0.044493 | 0.20703 | 23.7866 | 0.86879 | 0.95548 | 0.53446 | 1.1752 | 1.7461 | 13.7853 | 4.1228 | 0.79014 | 1.4191 | 0.65193 | 0.040588 | 7.9363 | 0.79305 | 0.82625 | 10.3287 | 9.5232 | 8.8275
25 | 18.6666 | 0.34735 | 0.092255 | 0.89875 | 0.037039 | 0.24442 | 21.2074 | 0.86322 | 0.95491 | 0.46644 | 1.0436 | 1.1463 | 8.8208 | 1.9287 | 1.9725 | 1.2147 | 0.59961 | 0.060502 | 7.1031 | 0.76473 | 0.77882 | 11.0017 | 6.373 | 9.5811
26 | 19.6687 | 0.28307 | 0.082563 | 0.87972 | 0.054076 | 0.19371 | 12.2376 | 0.90809 | 0.95758 | 0.080882 | 1.0372 | 1.7383 | 11.6422 | 3.3148 | 3.2597 | 1.8649 | 1.15 | 0.068473 | 8.2931 | 0.77466 | 0.81435 | 8.1526 | 8.277 | 11.0748
27 | 32.7814 | 0.32775 | 0.10074 | 0.84266 | 0.0494 | 0.19552 | 25.3276 | 0.81388 | 0.91943 | 0.058737 | 1.3659 | 1.4176 | 15.4981 | 3.6042 | 3.8396 | 1.6314 | 0.3357 | 0.027243 | 9.7219 | 0.75598 | 0.85267 | 13.9464 | 9.0417 | 9.7542
28 | 31.2103 | 0.32964 | 0.10172 | 0.83859 | 0.038692 | 0.20584 | 24.8779 | 0.85146 | 0.94582 | 0.64916 | 1.5496 | 1.3846 | 9.149 | 2.9613 | 3.5879 | 0.82674 | 0.072127 | 0.041985 | 9.248 | 0.80927 | 0.84915 | 6.3245 | 7.7729 | 8.7395
29 | 23.0187 | 0.3854 | 0.064219 | 0.89599 | 0.065898 | 0.20562 | 12.859 | 0.86118 | 0.9446 | 0.13874 | 1.1783 | 1.2099 | 12.8091 | 3.1424 | 2.0297 | 1.9804 | 0.49992 | 0.057544 | 7.1655 | 0.82607 | 0.8917 | 11.3151 | 6.9393 | 13.6559
30 | 20.1371 | 0.28795 | 0.096644 | 0.83649 | 0.048356 | 0.1905 | 21.3779 | 0.93208 | 0.96589 | 0.087329 | 1.2452 | 1.8059 | 16.4126 | 3.0985 | 2.8888 | 1.3017 | 0.43177 | 0.032097 | 8.6547 | 0.82513 | 0.85839 | 13.1962 | 9.73 | 13.7295
31 | 20.8255 | 0.2929 | 0.075285 | 0.84123 | 0.059309 | 0.22466 | 25.7765 | 0.87376 | 0.94544 | 0.15859 | 1.5551 | 1.2567 | 9.9731 | 3.5162 | 1.4531 | 1.9487 | 0.31376 | 0.052303 | 8.964 | 0.84722 | 0.87071 | 10.906 | 8.3074 | 9.497
32 | 20.2846 | 0.27912 | 0.10574 | 0.90492 | 0.070111 | 0.19135 | 21.9034 | 0.78942 | 0.9613 | 0.80858 | 1.4404 | 1.3034 | 10.8711 | 3.1158 | 0.69486 | 1.8523 | 0.74188 | 0.066334 | 8.4963 | 0.78723 | 0.822 | 13.2864 | 9.3965 | 12.1726
33 | 26.8507 | 0.32635 | 0.076425 | 0.88181 | 0.052514 | 0.18544 | 18.2901 | 0.89881 | 0.95033 | 0.29085 | 1.2178 | 1.7248 | 12.513 | 2.8091 | 3.6204 | 1.6054 | 1.0886 | 0.022234 | 7.4818 | 0.83278 | 0.90937 | 9.536 | 9.3887 | 15.0944
34 | 22.8059 | 0.34049 | 0.073615 | 0.85502 | 0.058451 | 0.22014 | 16.1762 | 0.80755 | 0.95237 | 0.27525 | 1.2726 | 1.1495 | 13.5315 | 3.748 | 2.0371 | 1.9657 | 0.26547 | 0.07946 | 8.1797 | 0.8011 | 0.8436 | 7.5977 | 6.5103 | 11.8169
35 | 19.5897 | 0.28166 | 0.07014 | 0.8948 | 0.05569 | 0.21711 | 25.9112 | 0.82699 | 0.95396 | 0.44242 | 1.3085 | 1.3321 | 9.0963 | 2.3918 | 1.3046 | 0.96103 | 0.97286 | 0.036767 | 6.2567 | 0.78195 | 0.85732 | 13.4192 | 9.4361 | 13.1193
36 | 23.2747 | 0.29655 | 0.11585 | 0.90359 | 0.065977 | 0.21549 | 19.322 | 0.90608 | 0.93303 | 0.13892 | 1.3096 | 1.3662 | 13.5888 | 1.8963 | 3.1521 | 1.2397 | 0.2427 | 0.069164 | 6.8403 | 0.80207 | 0.8802 | 8.9355 | 9.0468 | 15.4809
37 | 22.4891 | 0.27874 | 0.088656 | 0.82535 | 0.048175 | 0.2229 | 18.0016 | 0.91066 | 0.94022 | 0.47735 | 1.2706 | 1.8358 | 15.1164 | 3.7515 | 3.5071 | 1.101 | 0.70764 | 0.028463 | 6.8702 | 0.81796 | 0.86166 | 9.115 | 8.537 | 14.9957
38 | 30.4496 | 0.29983 | 0.099685 | 0.85268 | 0.040484 | 0.20339 | 19.4047 | 0.81509 | 0.90696 | 0.47338 | 1.3779 | 1.4426 | 10.1711 | 2.5524 | 3.4338 | 1.2091 | 0.32077 | 0.043475 | 6.6502 | 0.84874 | 0.79241 | 6.9811 | 6.347 | 8.8704
39 | 21.7979 | 0.35215 | 0.10143 | 0.89072 | 0.052271 | 0.21976 | 19.7026 | 0.84604 | 0.94733 | 0.30941 | 1.3256 | 1.4654 | 9.6336 | 2.1327 | 1.6644 | 1.2423 | 0.54812 | 0.030919 | 9.0416 | 0.80212 | 0.8449 | 9.4531 | 6.4759 | 14.9747
40 | 17.5724 | 0.28525 | 0.098508 | 0.82385 | 0.046667 | 0.21905 | 24.372 | 0.85521 | 0.95263 | 0.29811 | 1.3975 | 1.5515 | 8.0945 | 0.88945 | 3.1375 | 0.96837 | 0.6806 | 0.074494 | 9.9019 | 0.80237 | 0.81113 | 8.6489 | 8.3087 | 11.1277
41 | 25.7959 | 0.3276 | 0.086505 | 0.85225 | 0.057358 | 0.20741 | 20.5276 | 0.91544 | 0.91817 | 0.21132 | 1.3985 | 1.5144 | 13.0906 | 2.3854 | 2.0284 | 0.40108 | 0.72069 | 0.052729 | 8.6423 | 0.76763 | 0.87552 | 14.1427 | 7.8407 | 14.2888
42 | 19.0105 | 0.33694 | 0.10098 | 0.86642 | 0.046162 | 0.21225 | 25.8211 | 0.89566 | 0.96766 | 0.072392 | 1.0806 | 1.3143 | 12.6567 | 2.1918 | 2.5615 | 1.9609 | 0.33226 | 0.076867 | 8.1076 | 0.87189 | 0.88222 | 8.1962 | 8.7051 | 13.849
43 | 22.3637 | 0.28593 | 0.086623 | 0.84977 | 0.061473 | 0.18515 | 22.7612 | 0.80968 | 0.96763 | 0.38023 | 1.0003 | 1.2524 | 9.7691 | 1.7917 | 1.7571 | 1.6004 | 0.80934 | 0.062668 | 7.849 | 0.78769 | 0.90375 | 11.1889 | 9.6084 | 11.5528
44 | 25.4821 | 0.36295 | 0.090432 | 0.80831 | 0.049454 | 0.19198 | 13.5672 | 0.88033 | 0.95582 | 0.44885 | 1.2834 | 1.6436 | 13.2128 | 2.7381 | 2.6369 | 1.5625 | 0.66759 | 0.060156 | 7.3139 | 0.80885 | 0.81103 | 8.8779 | 9.7675 | 10.6484
45 | 29.1297 | 0.27079 | 0.098223 | 0.88437 | 0.046543 | 0.20554 | 21.1477 | 0.90535 | 0.93272 | 0.68642 | 1.4777 | 1.4037 | 12.5356 | 1.4377 | 1.2506 | 1.5431 | 0.46794 | 0.068157 | 7.452 | 0.80912 | 0.88064 | 7.4906 | 9.1418 | 8.6431
46 | 13.764 | 0.34409 | 0.065127 | 0.86411 | 0.060755 | 0.21682 | 18.2176 | 0.90829 | 0.90211 | 0.50205 | 1.4647 | 1.4577 | 8.1529 | 4.5357 | 1.2111 | 1.915 | 0.70078 | 0.078637 | 9.6845 | 0.78467 | 0.90539 | 12.8485 | 7.9749 | 11.6
47 | 20.9768 | 0.33989 | 0.099808 | 0.86274 | 0.048594 | 0.19915 | 22.5382 | 0.79655 | 0.94465 | 0.16505 | 1.0561 | 1.5737 | 7.982 | 1.1522 | 2.0184 | 1.0871 | 0.66109 | 0.049859 | 9.7772 | 0.79348 | 0.89725 | 11.9205 | 7.6903 | 11.8926
48 | 26.6166 | 0.34392 | 0.11083 | 0.87288 | 0.047787 | 0.18695 | 24.5338 | 0.89169 | 0.92675 | 0.099107 | 1.0049 | 1.6468 | 10.9082 | 2.4719 | 3.5728 | 1.9554 | 0.84132 | 0.040301 | 8.5021 | 0.77654 | 0.83609 | 11.8151 | 9.674 | 12.7161
49 | 17.9137 | 0.31784 | 0.1084 | 0.85184 | 0.043892 | 0.22598 | 19.2515 | 0.87132 | 0.96728 | 0.46339 | 1.0873 | 1.1513 | 8.8429 | 2.4613 | 2.9419 | 0.95924 | 0.8814 | 0.063286 | 6.2681 | 0.84081 | 0.80625 | 6.9953 | 7.0398 | 9.302
50 | 17.1956 | 0.30018 | 0.11056 | 0.8855 | 0.07279 | 0.20464 | 14.8043 | 0.86111 | 0.93199 | 0.43906 | 1.3136 | 1.8216 | 10.1963 | 2.1541 | 1.1265 | 0.99733 | 0.67114 | 0.053495 | 6.1751 | 0.75003 | 0.83457 | 13.6064 | 6.4288 | 11.5465
51 | 12.9729 | 0.29541 | 0.06603 | 0.88433 | 0.048632 | 0.21196 | 19.5863 | 0.8059 | 0.93547 | 0.38316 | 1.5519 | 1.1376 | 8.3482 | 4.8147 | 2.2907 | 1.1205 | 0.55887 | 0.055152 | 6.3781 | 0.80168 | 0.82218 | 5.99 | 9.4732 | 13.029
52 | 24.9825 | 0.30984 | 0.081157 | 0.88585 | 0.051755 | 0.21782 | 13.2205 | 0.89385 | 0.96483 | 0.32671 | 0.96444 | 1.8715 | 12.3753 | 3.9531 | 1.2618 | 1.9106 | 1.0171 | 0.074765 | 6.876 | 0.82689 | 0.80897 | 10.4303 | 6.9912 | 15.0603
53 | 14.2998 | 0.36635 | 0.10302 | 0.893 | 0.044094 | 0.22361 | 19.8101 | 0.85502 | 0.94121 | 0.55321 | 0.9675 | 1.6785 | 11.3754 | 2.5932 | 1.199 | 0.57504 | 0.52422 | 0.061705 | 7.1361 | 0.85566 | 0.89762 | 8.6778 | 7.9591 | 14.7422
54 | 28.1895 | 0.26395 | 0.11041 | 0.85363 | 0.061314 | 0.21345 | 23.9222 | 0.86967 | 0.95646 | 0.27151 | 1.3189 | 1.1507 | 7.352 | 3.5457 | 1.92 | 0.71749 | 1.13 | 0.056051 | 8.3434 | 0.79557 | 0.8838 | 12.9154 | 8.8117 | 11.7819
55 | 16.3155 | 0.35177 | 0.083392 | 0.81775 | 0.054875 | 0.19648 | 18.0776 | 0.81563 | 0.93505 | 0.39659 | 1.3549 | 1.3239 | 13.319 | 1.4265 | 3.5143 | 0.83761 | 0.21545 | 0.0649 | 9.4701 | 0.80059 | 0.9213 | 8.7793 | 8.6345 | 9.9828
56 | 27.3823 | 0.28285 | 0.07655 | 0.87372 | 0.049499 | 0.2008 | 21.0714 | 0.86893 | 0.92068 | 0.17226 | 1.268 | 1.1634 | 12.9062 | 1.7387 | 0.93269 | 1.6494 | 1.0227 | 0.062993 | 8.1039 | 0.75925 | 0.8644 | 7.841 | 6.7376 | 9.8922
57 | 23.4386 | 0.28988 | 0.0742 | 0.87098 | 0.051307 | 0.22773 | 16.1952 | 0.80375 | 0.9494 | 0.25405 | 0.99375 | 1.6189 | 11.553 | 3.2427 | 0.64738 | 1.8806 | 1.0969 | 0.038904 | 7.0461 | 0.81404 | 0.90073 | 11.6324 | 9.0031 | 10.5093
58 | 14.206 | 0.34604 | 0.092213 | 0.91247 | 0.054265 | 0.17715 | 18.4953 | 0.84833 | 0.93075 | 0.42521 | 1.3011 | 1.2492 | 15.817 | 2.4256 | 1.3544 | 0.66266 | 1.0136 | 0.026464 | 8.071 | 0.78928 | 0.85705 | 10.6275 | 6.4126 | 8.7817
59 | 23.2595 | 0.28563 | 0.078837 | 0.869 | 0.046259 | 0.23421 | 21.4283 | 0.90391 | 0.92265 | 0.31257 | 1.3602 | 1.7875 | 9.0373 | 1.9132 | 3.9389 | 0.63993 | 0.99619 | 0.033139 | 8.0521 | 0.78664 | 0.81817 | 7.3902 | 9.5496 | 15.7323
60 | 21.8985 | 0.26526 | 0.095733 | 0.90074 | 0.039763 | 0.20176 | 16.7261 | 0.8907 | 0.9358 | 0.50518 | 1.3185 | 1.6948 | 15.5984 | 4.2806 | 1.1519 | 1.6158 | 0.41698 | 0.023167 | 8.3922 | 0.74592 | 0.81498 | 11.1666 | 8.0995 | 12.6886
61 | 19.3868 | 0.31176 | 0.096681 | 0.87234 | 0.075767 | 0.20104 | 20.0568 | 0.89859 | 0.9287 | 0.41799 | 0.9399 | 1.7602 | 15.2506 | 1.1262 | 1.6541 | 0.70526 | 0.39835 | 0.075508 | 7.2638 | 0.83183 | 0.84502 | 8.4533 | 6.4005 | 11.2628
62 | 22.8704 | 0.31006 | 0.089576 | 0.89332 | 0.043003 | 0.22517 | 16.0124 | 0.86138 | 0.95734 | 0.33819 | 1.289 | 1.4106 | 13.17 | 3.3534 | 1.7383 | 1.9316 | 0.73036 | 0.026242 | 8.4605 | 0.83128 | 0.83482 | 6.645 | 6.2543 | 13.4929
63 | 22.0126 | 0.28541 | 0.087617 | 0.82752 | 0.078872 | 0.20187 | 18.784 | 0.8593 | 0.93037 | 0.58935 | 1.2264 | 1.4367 | 10.6872 | 4.0885 | 3.5534 | 0.99194 | 1.1785 | 0.072373 | 6.7166 | 0.82782 | 0.85244 | 8.8817 | 6.7074 | 10.933
64 | 30.3746 | 0.30737 | 0.11375 | 0.84566 | 0.045356 | 0.23583 | 21.8602 | 0.78315 | 0.95864 | 0.1485 | 0.95526 | 1.771 | 9.2523 | 3.5002 | 1.5409 | 1.2708 | 0.86657 | 0.041869 | 7.0972 | 0.81636 | 0.86977 | 10.3419 | 7.4101 | 14.1585
65 | 11.9015 | 0.28005 | 0.10508 | 0.88304 | 0.046971 | 0.20435 | 18.155 | 0.82976 | 0.94956 | 0.067515 | 0.98329 | 1.6364 | 13.0793 | 3.1684 | 3.9755 | 1.6259 | 0.6265 | 0.020842 | 6.1267 | 0.79535 | 0.86031 | 6.9033 | 8.154 | 14.3885
66 | 26.7065 | 0.27686 | 0.081636 | 0.86825 | 0.04506 | 0.22377 | 20.1504 | 0.89729 | 0.95188 | 0.71783 | 1.0593 | 1.3645 | 12.7409 | 1.3898 | 2.7904 | 1.1088 | 0.61494 | 0.049192 | 7.0191 | 0.81502 | 0.86765 | 11.0287 | 8.7432 | 11.7465
67 | 19.3799 | 0.28739 | 0.10405 | 0.90805 | 0.036109 | 0.22697 | 14.4184 | 0.90356 | 0.91635 | 0.28196 | 0.97033 | 1.794 | 13.8595 | 3.2787 | 1.6798 | 0.66457 | 0.50395 | 0.06651 | 9.944 | 0.80375 | 0.82669 | 11.4973 | 8.7454 | 12.8598
68 | 19.5209 | 0.36073 | 0.096772 | 0.85614 | 0.03631 | 0.19927 | 14.4378 | 0.94538 | 0.93169 | 0.20346 | 1.3901 | 1.4455 | 14.4034 | 2.5173 | 2.816 | 0.81603 | 0.7117 | 0.079631 | 8.9306 | 0.80103 | 0.78971 | 7.4196 | 8.0093 | 11.0198
69 | 30.0356 | 0.27093 | 0.092568 | 0.86609 | 0.061601 | 0.21862 | 17.3732 | 0.84688 | 0.95559 | 0.028307 | 1.2212 | 1.6615 | 9.2186 | 4.3747 | 0.98704 | 1.8402 | 0.81958 | 0.034882 | 7.2285 | 0.79886 | 0.84217 | 11.3787 | 6.1402 | 13.5773
70 | 16.4171 | 0.28188 | 0.09843 | 0.88043 | 0.053214 | 0.20239 | 12.5812 | 0.82393 | 0.95361 | 0.28005 | 1.3575 | 1.7088 | 11.2431 | 1.8597 | 3.7018 | 0.5809 | 0.50257 | 0.025176 | 9.6428 | 0.78837 | 0.83858 | 12.778 | 6.9753 | 15.7828
71 | 16.6998 | 0.28359 | 0.10681 | 0.86365 | 0.052165 | 0.21289 | 25.7121 | 0.86378 | 0.93409 | 0.33537 | 1.4069 | 1.6969 | 11.3592 | 1.8805 | 3.2766 | 1.7489 | 0.17359 | 0.057429 | 7.6858 | 0.84434 | 0.89368 | 9.8112 | 7.2556 | 11.6651
72 | 29.1171 | 0.35452 | 0.11032 | 0.84923 | 0.071027 | 0.19798 | 23.4603 | 0.89285 | 0.93951 | 0.14441 | 1.0068 | 1.2025 | 10.9671 | 1.657 | 0.69915 | 1.752 | 0.20602 | 0.077636 | 6.3928 | 0.82425 | 0.90559 | 10.4852 | 7.6538 | 13.3849
73 | 25.6358 | 0.28731 | 0.079641 | 0.87528 | 0.072133 | 0.19453 | 15.7374 | 0.93322 | 0.92 | 0.15167 | 1.1105 | 1.1661 | 6.4914 | 1.7576 | 3.3938 | 1.0653 | 0.8908 | 0.069379 | 8.4064 | 0.79709 | 0.8947 | 8.6203 | 7.1235 | 11.6386
74 | 29.047 | 0.30657 | 0.09029 | 0.84903 | 0.065715 | 0.20695 | 19.9436 | 0.8295 | 0.92801 | 0.38222 | 1.3509 | 1.8335 | 9.3086 | 4.2075 | 2.2495 | 0.53641 | 0.40434 | 0.038591 | 7.1618 | 0.79764 | 0.85455 | 5.9202 | 7.3121 | 14.2074
75 | 19.4748 | 0.28032 | 0.11466 | 0.87583 | 0.039808 | 0.20758 | 14.5423 | 0.92341 | 0.94355 | 0.24732 | 1.3352 | 1.8363 | 9.1659 | 3.9414 | 2.6111 | 1.7402 | 0.11802 | 0.067111 | 8.5229 | 0.82884 | 0.82925 | 11.9734 | 8.9319 | 14.1415
76 | 20.7856 | 0.2752 | 0.071828 | 0.89224 | 0.038121 | 0.22076 | 24.2252 | 0.85771 | 0.9236 | 0.034102 | 1.4829 | 1.8242 | 12.1903 | 4.0449 | 1.0167 | 1.9546 | 0.10789 | 0.046948 | 7.6064 | 0.78898 | 0.85047 | 6.5254 | 8.1758 | 11.0015
77 | 22.8274 | 0.32135 | 0.075639 | 0.87739 | 0.05467 | 0.21576 | 23.936 | 0.85382 | 0.92546 | 0.073574 | 1.2554 | 1.4079 | 7.4958 | 2.5515 | 3.9522 | 0.48237 | 0.80885 | 0.052615 | 9.5293 | 0.78364 | 0.87611 | 8.375 | 7.9975 | 11.8265
78 | 23.1229 | 0.29668 | 0.10781 | 0.82925 | 0.046775 | 0.18719 | 18.833 | 0.7947 | 0.95988 | 0.13416 | 1.3337 | 1.2815 | 6.7262 | 3.6251 | 0.73675 | 1.2803 | 0.71027 | 0.027307 | 6.1198 | 0.8055 | 0.91003 | 10.4928 | 6.499 | 10.5825
79 | 25.5774 | 0.2933 | 0.093656 | 0.87446 | 0.044825 | 0.21451 | 21.3385 | 0.87018 | 0.9146 | 0.20998 | 0.9974 | 1.5421 | 11.3491 | 2.9139 | 2.7348 | 0.87213 | 0.93379 | 0.051028 | 9.9732 | 0.7824 | 0.89708 | 8.4291 | 8.6554 | 11.4126
80 | 20.717 | 0.27833 | 0.10061 | 0.81053 | 0.062443 | 0.20406 | 21.0293 | 0.90193 | 0.92089 | 0.31473 | 1.019 | 1.7007 | 14.9461 | 2.692 | 3.3534 | 1.1259 | 0.5804 | 0.062858 | 7.7238 | 0.82327 | 0.81866 | 8.0009 | 9.3717 | 13.4408
81 | 24.3513 | 0.27858 | 0.10547 | 0.83571 | 0.071836 | 0.20372 | 16.1436 | 0.8585 | 0.93935 | 0.77872 | 1.1205 | 1.7489 | 9.5439 | 4.6758 | 2.2523 | 0.5201 | 1.1703 | 0.072239 | 9.715 | 0.79644 | 0.86777 | 11.2399 | 7.6469 | 14.4932
82 | 24.7669 | 0.29407 | 0.075702 | 0.89579 | 0.046487 | 0.20725 | 24.9118 | 0.9164 | 0.93783 | 0.50273 | 1.1528 | 1.8595 | 12.3384 | 3.69 | 1.0199 | 1.2746 | 0.84926 | 0.058534 | 9.8391 | 0.8033 | 0.91526 | 7.4398 | 6.5383 | 12.4323
83 | 17.6799 | 0.30476 | 0.10066 | 0.87624 | 0.057677 | 0.21518 | 15.528 | 0.91122 | 0.92593 | 0.35579 | 1.1947 | 1.3113 | 6.8352 | 4.4015 | 1.7671 | 1.3244 | 0.25697 | 0.029812 | 8.4746 | 0.79173 | 0.89966 | 9.1924 | 8.3438 | 12.7448
84 | 27.6412 | 0.33219 | 0.071516 | 0.88321 | 0.04754 | 0.24074 | 18.9447 | 0.793 | 0.95926 | 0.14558 | 1.5372 | 1.2629 | 12.5839 | 2.1397 | 2.7005 | 1.56 | 0.9033 | 0.070388 | 8.6323 | 0.77673 | 0.81721 | 11.5933 | 7.441 | 14.3173
85 | 22.78 | 0.32085 | 0.10053 | 0.87319 | 0.051088 | 0.19693 | 26.7028 | 0.92877 | 0.9425 | 0.11147 | 1.4843 | 1.401 | 15.4123 | 3.5352 | 3.1485 | 0.87603 | 0.30803 | 0.048536 | 8.9965 | 0.79836 | 0.83992 | 8.3915 | 7.3453 | 13.7443
86 | 20.1681 | 0.31087 | 0.070969 | 0.86542 | 0.038159 | 0.18997 | 10.6668 | 0.83792 | 0.95452 | 0.53724 | 0.95215 | 1.4956 | 7.2337 | 3.4722 | 0.53351 | 1.4676 | 1.036 | 0.03737 | 7.0572 | 0.84266 | 0.81328 | 10.3605 | 8.0609 | 8.7844
87 | 10.4675 | 0.37971 | 0.071609 | 0.91446 | 0.03426 | 0.19488 | 17.0993 | 0.89351 | 0.94284 | 0.0048237 | 1.0885 | 1.7664 | 14.1074 | 0.71612 | 2.7092 | 0.69029 | 1.1106 | 0.038871 | 7.6463 | 0.79888 | 0.83273 | 9.9472 | 9.1461 | 15.307
88 | 24.051 | 0.3349 | 0.11604 | 0.8975 | 0.051476 | 0.19754 | 13.6816 | 0.89226 | 0.93767 | 0.42946 | 1.1999 | 1.1908 | 12.0092 | 2.2941 | 1.8364 | 0.81787 | 0.87918 | 0.040537 | 9.6991 | 0.75644 | 0.86382 | 14.4452 | 7.6052 | 15.3438
89 | 28.7608 | 0.31227 | 0.10701 | 0.85236 | 0.047768 | 0.20452 | 20.6109 | 0.81012 | 0.92384 | 0.536 | 1.4772 | 1.63 | 16.0207 | 1.3498 | 2.8907 | 0.82015 | 0.43722 | 0.068279 | 7.178 | 0.79501 | 0.87936 | 9.5768 | 6.8847 | 8.5755
90 | 26.1088 | 0.34153 | 0.084673 | 0.8997 | 0.055085 | 0.19793 | 19.233 | 0.85328 | 0.92625 | 0.45673 | 1.3541 | 1.8273 | 10.1181 | 2.8761 | 3.029 | 1.5757 | 1.0816 | 0.056958 | 6.1441 | 0.79877 | 0.89516 | 7.943 | 7.2577 | 11.9229
91 | 20.9943 | 0.2941 | 0.096857 | 0.87875 | 0.065344 | 0.2 | 14.7189 | 0.90032 | 0.95849 | 0.46316 | 1.2387 | 1.2124 | 10.3252 | 2.3002 | 0.79352 | 1.5255 | 0.076883 | 0.035784 | 8.5339 | 0.83308 | 0.83193 | 11.3289 | 8.9861 | 10.2326
92 | 24.4071 | 0.25863 | 0.092697 | 0.90371 | 0.049151 | 0.23177 | 19.6453 | 0.88024 | 0.94635 | 0.019803 | 1.5583 | 1.1524 | 9.2722 | 2.5852 | 3.4793 | 0.69444 | 0.86987 | 0.050102 | 6.424 | 0.75317 | 0.84405 | 8.2491 | 9.8309 | 14.7541
93 | 34.0511 | 0.27123 | 0.11148 | 0.89355 | 0.040148 | 0.206 | 22.0939 | 0.829 | 0.93286 | 0.19106 | 0.9802 | 1.495 | 13.2717 | 3.9121 | 0.68535 | 1.8564 | 0.35297 | 0.056326 | 7.2898 | 0.8396 | 0.87414 | 10.3178 | 7.0846 | 14.4455
94 | 26.2134 | 0.33896 | 0.097889 | 0.85071 | 0.048039 | 0.22871 | 25.2268 | 0.89261 | 0.9516 | 0.15432 | 1.5614 | 1.1775 | 13.0843 | 1.0508 | 3.9346 | 1.1888 | 0.28466 | 0.059305 | 8.7911 | 0.81607 | 0.87132 | 13.696 | 8.8547 | 14.3592
95 | 21.147 | 0.32574 | 0.10683 | 0.90415 | 0.063222 | 0.18402 | 20.0158 | 0.88719 | 0.92585 | 0.42325 | 1.4755 | 1.2689 | 6.9535 | 2.0132 | 1.8047 | 0.64183 | 0.91009 | 0.076054 | 8.2767 | 0.82455 | 0.92891 | 11.3632 | 9.1765 | 12.1454
96 | 22.567 | 0.34614 | 0.081518 | 0.86316 | 0.066176 | 0.24195 | 22.4648 | 0.88599 | 0.96295 | 0.52792 | 1.0098 | 1.1884 | 13.1143 | 1.8211 | 0.91441 | 1.025 | 0.13948 | 0.021776 | 8.9939 | 0.75251 | 0.83518 | 10.2601 | 7.5262 | 10.6637
97 | 13.4057 | 0.29437 | 0.088231 | 0.82787 | 0.045103 | 0.23959 | 17.4168 | 0.79854 | 0.91089 | 0.40228 | 1.2246 | 1.2272 | 10.9802 | 2.8338 | 3.2671 | 1.727 | 0.87517 | 0.035256 | 6.5213 | 0.79393 | 0.88035 | 12.4676 | 7.0788 | 13.7675
98 | 29.6262 | 0.32198 | 0.091007 | 0.8867 | 0.042525 | 0.20449 | 20.5941 | 0.8401 | 0.9414 | 0.63771 | 1.1705 | 1.2483 | 13.7485 | 2.5726 | 1.8676 | 0.4632 | 1.0449 | 0.028853 | 8.8356 | 0.78223 | 0.78708 | 13.0066 | 8.6583 | 12.2081
99 | 23.6272 | 0.29096 | 0.098014 | 0.88778 | 0.034547 | 0.20322 | 17.7297 | 0.80152 | 0.9645 | 0.72189 | 1.3198 | 1.8251 | 7.3753 | 3.8737 | 2.7846 | 1.0863 | 0.67648 | 0.056477 | 7.9765 | 0.80227 | 0.82325 | 9.6458 | 8.1817 | 10.8631
100 | 23.8827 | 0.31922 | 0.10903 | 0.8482 | 0.039051 | 0.23034 | 20.6597 | 0.8005 | 0.90852 | 0.047058 | 1.3956 | 1.8321 | 6.6992 | 2.1978 | 1.901 | 1.52 | 0.30271 | 0.067938 | 7.4071 | 0.7423 | 0.85453 | 8.8538 | 8.4926 | 13.5943
101 | 19.1491 | 0.31238 | 0.11016 | 0.89978 | 0.06491 | 0.2146 | 21.8803 | 0.8827 | 0.93059 | 0.08999 | 1.0729 | 1.2557 | 14.1294 | 3.2969 | 0.58568 | 1.0484 | 0.47483 | 0.055809 | 8.5601 | 0.79162 | 0.86854 | 13.9227 | 8.412 | 12.2326
102 | 20.3004 | 0.27416 | 0.098585 | 0.88158 | 0.032842 | 0.20662 | 18.3211 | 0.94247 | 0.92742 | 0.13541 | 1.0212 | 1.2256 | 10.7632 | 1.3345 | 1.5282 | 0.73726 | 0.23137 | 0.063602 | 7.664 | 0.80514 | 0.82817 | 9.8546 | 8.2818 | 10.1019
103 | 15.1834 | 0.27805 | 0.094441 | 0.88535 | 0.047886 | 0.23995 | 13.5806 | 0.8091 | 0.94784 | 0.12932 | 1.0587 | 1.1413 | 6.0024 | 2.3415 | 2.9486 | 0.82118 | 0.67259 | 0.048353 | 8.458 | 0.81398 | 0.89657 | 9.8636 | 8.0588 | 12.8784
104 | 19.9546 | 0.29738 | 0.096593 | 0.85056 | 0.040535 | 0.21853 | 21.2513 | 0.90624 | 0.93602 | 0.0036095 | 1.1924 | 1.5837 | 8.6599 | 1.7754 | 3.5225 | 0.70881 | 0.22826 | 0.027329 | 7.5526 | 0.73406 | 0.86489 | 7.6878 | 7.589 | 8.7276
105 | 16.3397 | 0.37365 | 0.08103 | 0.88867 | 0.043247 | 0.19089 | 22.6422 | 0.83507 | 0.94396 | 0.094357 | 1.2537 | 1.5714 | 13.4085 | 1.8417 | 2.5247 | 1.037 | 1.0963 | 0.06265 | 9.8286 | 0.78957 | 0.89207 | 12.3671 | 7.0198 | 10.432
106 | 32.4375 | 0.28688 | 0.11684 | 0.84607 | 0.042915 | 0.21092 | 21.3944 | 0.84971 | 0.94886 | 0.52519 | 1.5507 | 1.4113 | 7.6543 | 4.6129 | 0.81965 | 0.46228 | 0.75949 | 0.05675 | 9.8164 | 0.79816 | 0.82113 | 11.2307 | 9.0949 | 10.9689
107 | 17.8176 | 0.30892 | 0.094487 | 0.90012 | 0.051005 | 0.23762 | 13.9315 | 0.88372 | 0.92774 | 0.51561 | 1.374 | 1.346 | 14.36 | 3.8345 | 1.8016 | 0.48462 | 0.37062 | 0.030339 | 7.7111 | 0.73731 | 0.79123 | 9.5126 | 9.5351 | 12.3616
108 | 31.0997 | 0.33263 | 0.086643 | 0.87374 | 0.03679 | 0.22279 | 23.8978 | 0.90502 | 0.95094 | 0.20811 | 1.0084 | 1.6443 | 7.6322 | 3.5258 | 1.4119 | 1.2723 | 0.082664 | 0.026926 | 7.4253 | 0.84127 | 0.85277 | 9.4344 | 6.4526 | 13.2958
109 | 22.9013 | 0.30139 | 0.091955 | 0.90466 | 0.07292 | 0.19825 | 19.1014 | 0.91263 | 0.95768 | 0.092548 | 1.331 | 1.8007 | 9.228 | 4.0387 | 1.4183 | 1.3748 | 0.5101 | 0.038624 | 7.1569 | 0.81014 | 0.8457 | 12.386 | 8.5982 | 14.6879
110 | 31.5361 | 0.33459 | 0.097594 | 0.89033 | 0.053181 | 0.22253 | 19.5934 | 0.89457 | 0.94965 | 0.43455 | 1.453 | 1.8158 | 9.8858 | 2.2864 | 2.9151 | 1.6668 | 0.52699 | 0.06756 | 7.5343 | 0.79002 | 0.88841 | 11.4497 | 6.8908 | 10.8011
111 | 29.08 | 0.33887 | 0.079974 | 0.89764 | 0.050371 | 0.21948 | 15.4418 | 0.84645 | 0.96869 | 0.58463 | 1.4737 | 1.8634 | 9.9925 | 1.8987 | 3.1065 | 1.5312 | 0.73429 | 0.020216 | 6.6844 | 0.86031 | 0.82738 | 8.737 | 7.119 | 13.2701
112 | 28.3096 | 0.28841 | 0.077998 | 0.82656 | 0.074387 | 0.19766 | 22.5881 | 0.85996 | 0.95556 | 0.27954 | 1.4397 | 1.8736 | 14.3247 | 1.5465 | 2.9879 | 1.3411 | 0.67532 | 0.068958 | 6.7455 | 0.79329 | 0.90205 | 10.041 | 6.0685 | 15.59
113 | 26.3711 | 0.34263 | 0.072682 | 0.90281 | 0.042026 | 0.23187 | 23.3618 | 0.77443 | 0.94014 | 0.34262 | 1.3861 | 1.4135 | 8.7021 | 4.2591 | 3.9228 | 0.92734 | 0.96232 | 0.044209 | 7.2876 | 0.81734 | 0.88782 | 12.4561 | 6.9246 | 10.2494
114 | 23.9651 | 0.31135 | 0.089359 | 0.83474 | 0.048407 | 0.19955 | 24.9432 | 0.91591 | 0.95136 | 0.073038 | 1.1427 | 1.6318 | 10.456 | 4.5599 | 2.8354 | 1.1044 | 1.0423 | 0.06675 | 6.1512 | 0.80421 | 0.87947 | 11.1112 | 9.0185 | 8.7492
115 | 12.0944 | 0.26591 | 0.098561 | 0.85426 | 0.041858 | 0.2098 | 17.3597 | 0.8383 | 0.93289 | 0.025451 | 1.0969 | 1.2498 | 5.62 | 2.148 | 2.2075 | 1.9922 | 1.1157 | 0.0708 | 6.0217 | 0.81928 | 0.82751 | 7.8112 | 9.3193 | 15.8567
116 | 27.3032 | 0.29673 | 0.089739 | 0.86442 | 0.054226 | 0.1785 | 17.1177 | 0.85904 | 0.92318 | 0.53237 | 1.3408 | 1.6913 | 10.1652 | 1.992 | 1.0139 | 1.1718 | 0.56933 | 0.070698 | 6.1658 | 0.82517 | 0.83255 | 14.4565 | 8.0908 | 14.1881
117 | 24.2638 | 0.2917 | 0.082839 | 0.86732 | 0.046582 | 0.18752 | 16.4245 | 0.89106 | 0.94232 | 0.38105 | 1.0316 | 1.4247 | 13.2292 | 3.8077 | 0.65484 | 0.70384 | 0.1053 | 0.0691 | 7.4182 | 0.79997 | 0.86246 | 10.8537 | 9.2933 | 11.99
118 | 17.656 | 0.34689 | 0.070597 | 0.87017 | 0.066445 | 0.21477 | 15.9726 | 0.88251 | 0.93792 | 0.49705 | 1.0771 | 1.7326 | 12.472 | 1.6689 | 0.79497 | 1.8697 | 0.62738 | 0.043835 | 7.2781 | 0.80953 | 0.8108 | 9.2929 | 6.7755 | 15.2911
119 | 18.559 | 0.27789 | 0.097816 | 0.8795 | 0.063271 | 0.18576 | 20.0758 | 0.82277 | 0.9471 | 0.019456 | 1.294 | 1.5023 | 10.9865 | 3.5943 | 1.5555 | 1.0714 | 0.3618 | 0.060631 | 6.2186 | 0.83459 | 0.89403 | 10.6479 | 8.373 | 14.0036
120 | 17.3972 | 0.29518 | 0.079221 | 0.89768 | 0.046064 | 0.19321 | 28.7129 | 0.88607 | 0.93675 | 0.43201 | 1.2037 | 1.3148 | 14.2139 | 3.2759 | 0.51179 | 0.70748 | 0.35033 | 0.04495 | 6.5798 | 0.77959 | 0.86763 | 10.2292 | 9.3509 | 8.025
121 | 27.132 | 0.34096 | 0.097797 | 0.87205 | 0.05126 | 0.20008 | 21.217 | 0.84518 | 0.94651 | 0.24381 | 0.9479 | 1.477 | 13.4585 | 2.622 | 3.7372 | 1.3434 | 0.46223 | 0.077343 | 8.3102 | 0.74391 | 0.88219 | 7.7141 | 8.639 | 8.4924
122 | 23.332 | 0.33848 | 0.073586 | 0.89951 | 0.050414 | 0.21317 | 21.4112 | 0.88316 | 0.93115 | 0.4441 | 1.3239 | 1.1265 | 15.959 | 2.3032 | 2.002 | 0.98027 | 0.36329 | 0.066096 | 9.8075 | 0.799 | 0.85468 | 10.5499 | 9.8763 | 13.9504
123 | 27.5586 | 0.28246 | 0.10611 | 0.90039 | 0.066116 | 0.20515 | 18.7651 | 0.79801 | 0.9272 | 0.29968 | 1.4641 | 1.5071 | 5.3195 | 2.2894 | 3.2243 | 1.9095 | 0.73803 | 0.025385 | 7.6192 | 0.84619 | 0.84435 | 8.349 | 7.388 | 13.009
124 | 14.463 | 0.28214 | 0.082981 | 0.87248 | 0.070404 | 0.21048 | 17.4348 | 0.94092 | 0.93556 | 0.047654 | 1.284 | 1.606 | 13.1546 | 2.1666 | 3.3087 | 1.7168 | 0.72961 | 0.023487 | 7.6342 | 0.74833 | 0.80568 | 13.1709 | 9.6784 | 15.6158
125 | 14.5937 | 0.34029 | 0.099649 | 0.86007 | 0.034164 | 0.19444 | 22.0181 | 0.89933 | 0.91711 | 0.20657 | 1.1887 | 1.6164 | 11.7787 | 3.3522 | 3.2844 | 1.2967 | 1.1556 | 0.032139 | 9.4433 | 0.77978 | 0.87637 | 10.1207 | 9.9454 | 8.1867
126 | 25.328 | 0.3708 | 0.10923 | 0.88212 | 0.062702 | 0.20108 | 13.3578 | 0.88862 | 0.9562 | 0.26896 | 1.0968 | 1.6122 | 15.5926 | 3.6181 | 2.5699 | 0.77275 | 0.61196 | 0.06546 | 7.3025 | 0.76315 | 0.83 | 11.2377 | 9.5954 | 10.9233
127 | 24.0798 | 0.25504 | 0.10135 | 0.9095 | 0.057164 | 0.23551 | 19.5092 | 0.88943 | 0.95108 | 0.35604 | 1.4078 | 1.7176 | 10.099 | 3.9188 | 3.9935 | 1.8161 | 1.0899 | 0.024614 | 6.066 | 0.81069 | 0.86932 | 12.5915 | 9.7472 | 14.1962
128 | 23.0616 | 0.34217 | 0.083754 | 0.89627 | 0.037884 | 0.19655 | 19.722 | 0.8534 | 0.9314 | 0.20392 | 1.4356 | 1.3595 | 8.0401 | 1.6508 | 1.3144 | 0.68165 | 0.13415 | 0.063528 | 7.2997 | 0.7895 | 0.88761 | 10.9222 | 6.4108 | 8.1116
129 | 14.9739 | 0.3572 | 0.11015 | 0.90304 | 0.066066 | 0.20602 | 18.6795 | 0.80977 | 0.91908 | 0.008251 | 1.2052 | 1.524 | 6.326 | 1.6389 | 3.6444 | 1.8084 | 1.0978 | 0.030929 | 6.8976 | 0.80757 | 0.85999 | 13.5751 | 6.2442 | 9.1522
130 | 27.9965 | 0.35331 | 0.091464 | 0.85278 | 0.051288 | 0.19951 | 26.6705 | 0.79962 | 0.93963 | 0.48635 | 0.98722 | 1.5704 | 12.2856 | 1.9509 | 3.8116 | 1.2065 | 0.92637 | 0.037128 | 8.8283 | 0.85172 | 0.84894 | 11.8872 | 6.6585 | 9.5247
131 | 22.4276 | 0.34635 | 0.080561 | 0.88926 | 0.053329 | 0.17882 | 24.4741 | 0.80541 | 0.94583 | 0.62175 | 1.2147 | 1.1781 | 11.0679 | 2.6947 | 2.4736 | 0.93123 | 1.0547 | 0.044763 | 7.3598 | 0.8385 | 0.86912 | 9.3063 | 6.9017 | 11.5636
132 | 21.5732 | 0.29297 | 0.10089 | 0.83537 | 0.036862 | 0.1831 | 22.1548 | 0.89324 | 0.9089 | 0.41509 | 0.94155 | 1.4252 | 10.6709 | 2.4862 | 0.85235 | 0.9548 | 0.81608 | 0.035988 | 6.3995 | 0.80606 | 0.91941 | 8.6932 | 7.9948 | 12.9517
133 | 18.4897 | 0.35766 | 0.078559 | 0.89747 | 0.070559 | 0.23662 | 14.3805 | 0.8116 | 0.9542 | 0.19983 | 1.0548 | 1.799 | 10.5133 | 3.1638 | 0.81045 | 1.3183 | 1.1864 | 0.042405 | 9.6579 | 0.82977 | 0.79425 | 11.2084 | 8.6067 | 15.4503
134 | 21.219 | 0.27253 | 0.10395 | 0.88284 | 0.049582 | 0.2305 | 17.401 | 0.86243 | 0.93182 | 0.63209 | 1.4626 | 1.288 | 10.0415 | 4.8528 | 3.0418 | 1.1387 | 0.27778 | 0.042465 | 6.0073 | 0.79411 | 0.85232 | 8.7244 | 8.6789 | 10.4584
135 | 19.4485 | 0.28946 | 0.10242 | 0.90096 | 0.054462 | 0.20536 | 22.897 | 0.91219 | 0.92684 | 0.015658 | 1.2325 | 1.5308 | 9.4424 | 2.352 | 1.8825 | 1.4016 | 0.37906 | 0.055855 | 9.5381 | 0.83558 | 0.8157 | 11.0375 | 8.6109 | 13.6274
136 | 25.5479 | 0.33027 | 0.10224 | 0.90363 | 0.066901 | 0.18785 | 17.5079 | 0.92558 | 0.94627 | 0.087695 | 1.2118 | 1.7081 | 12.894 | 3.635 | 3.8286 | 1.9865 | 0.98219 | 0.047295 | 7.6532 | 0.86429 | 0.86868 | 12.2917 | 6.7682 | 12.5733
137 | 19.539 | 0.32472 | 0.10646 | 0.83238 | 0.0357 | 0.19993 | 24.1588 | 0.83938 | 0.94591 | 0.73654 | 1.5252 | 1.8292 | 8.3241 | 1.5651 | 3.0016 | 1.7844 | 0.87125 | 0.035542 | 7.6945 | 0.83725 | 0.81834 | 12.3479 | 8.4018 | 13.324
138 | 16.8434 | 0.27736 | 0.086323 | 0.87921 | 0.054761 | 0.21373 | 19.9695 | 0.83405 | 0.95902 | 0.38658 | 1.5394 | 1.5133 | 7.042 | 3.3701 | 1.0785 | 0.66732 | 0.63166 | 0.060208 | 7.986 | 0.87107 | 0.88536 | 13.1158 | 7.5604 | 8.4791
139 | 15.6625 | 0.32068 | 0.093256 | 0.89717 | 0.053539 | 0.21181 | 28.1703 | 0.90633 | 0.93831 | 0.44758 | 1.041 | 1.7848 | 11.8949 | 4.665 | 3.5914 | 0.42841 | 0.22134 | 0.071043 | 6.5297 | 0.78129 | 0.86258 | 13.3006 | 6.4495 | 11.7344
140 | 28.452 | 0.3037 | 0.10116 | 0.8804 | 0.040324 | 0.22615 | 13.4469 | 0.91398 | 0.95699 | 0.49558 | 1.4818 | 1.7676 | 14.1204 | 1.9292 | 1.8985 | 0.52692 | 1.1944 | 0.06191 | 8.0438 | 0.75454 | 0.8567 | 10.4353 | 8.4849 | 9.8253
141 | 14.3569 | 0.35187 | 0.090467 | 0.81135 | 0.050083 | 0.20978 | 27.3163 | 0.8472 | 0.91903 | 0.15118 | 1.4595 | 1.6374 | 11.7469 | 4.7448 | 3.8925 | 1.8145 | 0.10405 | 0.052169 | 9.8207 | 0.72858 | 0.80066 | 10.2833 | 8.267 | 12.0425
142 | 25.5088 | 0.36413 | 0.077709 | 0.86947 | 0.047805 | 0.19349 | 13.6263 | 0.78489 | 0.93041 | 0.3487 | 1.4938 | 1.4123 | 8.9485 | 1.7017 | 2.8671 | 0.65351 | 1.0403 | 0.064859 | 8.284 | 0.74116 | 0.84198 | 11.3094 | 7.6301 | 15.8058
143 | 24.7812 | 0.37158 | 0.10281 | 0.91271 | 0.058386 | 0.234 | 17.1526 | 0.84485 | 0.94478 | 0.73221 | 1.0959 | 1.1889 | 12.1948 | 2.2041 | 0.78611 | 1.1938 | 1.0513 | 0.042672 | 6.2729 | 0.75279 | 0.88582 | 14.3462 | 8.2 | 15.0971
144 | 23.5701 | 0.3065 | 0.089645 | 0.86875 | 0.063847 | 0.22798 | 21.2845 | 0.89649 | 0.94724 | 0.37135 | 1.3321 | 1.7638 | 9.9363 | 4.606 | 3.2432 | 0.79404 | 0.7545 | 0.030415 | 7.4624 | 0.76717 | 0.84994 | 12.509 | 6.4338 | 9.0397
145 | 17.224 | 0.30177 | 0.087865 | 0.9065 | 0.063648 | 0.21599 | 22.1932 | 0.82534 | 0.92809 | 0.078359 | 1.4285 | 1.6127 | 8.167 | 4.4395 | 2.2431 | 1.0624 | 0.24471 | 0.065889 | 9.7813 | 0.77419 | 0.89009 | 7.0954 | 9.5818 | 9.8427
146 | 29.6625 | 0.26456 | 0.11384 | 0.83224 | 0.037866 | 0.2004 | 20.2906 | 0.83838 | 0.91783 | 0.31517 | 1.2253 | 1.1689 | 13.7898 | 2.2363 | 3.6723 | 0.56359 | 1.0805 | 0.034437 | 6.3501 | 0.78347 | 0.79673 | 11.9842 | 7.0148 | 10.2007
147 | 21.24 | 0.2738 | 0.083958 | 0.9035 | 0.060984 | 0.18783 | 17.2433 | 0.78355 | 0.93631 | 0.61329 | 1.0259 | 1.8685 | 7.6988 | 2.9913 | 2.4169 | 1.2539 | 0.35824 | 0.047649 | 7.2018 | 0.80647 | 0.88437 | 10.5444 | 9.6076 | 13.219
148 | 27.1207 | 0.30775 | 0.064804 | 0.88145 | 0.043443 | 0.17681 | 27.5917 | 0.88209 | 0.92058 | 0.15337 | 0.9504 | 1.4202 | 7.7219 | 3.5286 | 3.2085 | 1.1556 | 0.11765 | 0.03785 | 8.5862 | 0.82641 | 0.8328 | 7.749 | 6.5951 | 10.8679
149 | 19.7468 | 0.28151 | 0.11419 | 0.89411 | 0.058812 | 0.23099 | 17.9105 | 0.88998 | 0.91134 | 0.23831 | 1.1761 | 1.8676 | 15.0824 | 2.5787 | 2.0483 | 0.50369 | 1.1181 | 0.073814 | 9.5796 | 0.74851 | 0.76668 | 12.7917 | 8.807 | 12.5218
150 | 25.1285 | 0.35585 | 0.073765 | 0.9041 | 0.051808 | 0.2209 | 18.7999 | 0.81684 | 0.95081 | 0.18188 | 1.4863 | 1.2245 | 11.9487 | 2.5788 | 2.2981 | 1.3892 | 0.28671 | 0.031305 | 7.4918 | 0.78456 | 0.84822 | 10.4172 | 7.7045 | 13.5587
151 | 20.0327 | 0.2912 | 0.088848 | 0.87438 | 0.063202 | 0.20511 | 20.2163 | 0.77782 | 0.92023 | 0.14503 | 1.1251 | 1.1528 | 10.832 | 3.0376 | 3.3724 | 1.5395 | 0.54281 | 0.074318 | 9.8667 | 0.78693 | 0.90732 | 5.7249 | 8.9538 | 15.8473
152 | 15.5238 | 0.34134 | 0.10994 | 0.86666 | 0.056047 | 0.18616 | 22.2231 | 0.93372 | 0.94226 | 0.42014 | 1.5226 | 1.2714 | 13.1655 | 1.9779 | 1.5873 | 1.2046 | 0.182 | 0.063047 | 8.0082 | 0.83392 | 0.91226 | 9.0136 | 8.0189 | 9.6222
153 | 12.7827 | 0.34772 | 0.076954 | 0.89785 | 0.046243 | 0.21735 | 22.6601 | 0.88505 | 0.91518 | 0.25098 | 1.2901 | 1.6593 | 9.179 | 1.4313 | 2.7454 | 1.1762 | 0.065655 | 0.073525 | 6.8142 | 0.82257 | 0.85437 | 6.6711 | 9.9705 | 15.3502
154 | 21.8696 | 0.26117 | 0.10441 | 0.85771 | 0.060586 | 0.23851 | 12.1851 | 0.85733 | 0.94116 | 0.070959 | 1.2512 | 1.18 | 10.8632 | 5.0011 | 1.6161 | 0.48098 | 0.34 | 0.020094 | 8.3565 | 0.72736 | 0.92985 | 9.2072 | 8.5756 | 12.0121
155 | 30.4735 | 0.36776 | 0.10404 | 0.83491 | 0.061979 | 0.1896 | 16.2377 | 0.88914 | 0.94745 | 0.012562 | 1.4307 | 1.4821 | 11.5398 | 4.7093 | 3.6316 | 1.257 | 0.69645 | 0.073284 | 6.191 | 0.85906 | 0.89429 | 7.9099 | 6.1135 | 8.9634
156 | 20.7437 | 0.34849 | 0.10228 | 0.84484 | 0.056601 | 0.22059 | 26.2337 | 0.91843 | 0.94988 | 0.17368 | 1.543 | 1.5968 | 7.9289 | 1.4187 | 2.1811 | 1.8324 | 0.2118 | 0.054667 | 7.8101 | 0.73482 | 0.88371 | 13.2122 | 6.4951 | 12.0208
157 | 12.7228 | 0.28474 | 0.06771 | 0.90146 | 0.070242 | 0.23628 | 22.0803 | 0.89139 | 0.94503 | 0.20984 | 1.4108 | 1.7606 | 13.7086 | 1.8374 | 3.4472 | 1.2552 | 0.97988 | 0.06853 | 8.5705 | 0.74674 | 0.89553 | 6.2473 | 7.6131 | 12.0993
158 | 21.1199 | 0.33251 | 0.10445 | 0.87747 | 0.065756 | 0.20915 | 13.4971 | 0.86229 | 0.94802 | 0.21209 | 1.2916 | 1.367 | 13.3829 | 3.4392 | 3.4631 | 0.42893 | 0.41861 | 0.027637 | 8.3479 | 0.84542 | 0.83928 | 10.892 | 6.7084 | 11.0393
159 | 30.7722 | 0.26937 | 0.082631 | 0.89188 | 0.05595 | 0.20914 | 14.1501 | 0.89017 | 0.93695 | 0.17151 | 1.4616 | 1.8669 | 12.6818 | 0.75849 | 2.2553 | 1.1448 | 1.1085 | 0.036648 | 6.8633 | 0.76634 | 0.90881 | 11.5999 | 9.384 | 14.8501
160 | 28.0085 | 0.31549 | 0.072104 | 0.8817 | 0.049836 | 0.22946 | 24.761 | 0.77459 | 0.9502 | 0.041342 | 1.0552 | 1.5365 | 15.3601 | 4.1492 | 3.1217 | 1.0993 | 0.44686 | 0.032852 | 7.569 | 0.77526 | 0.83684 | 10.4972 | 7.5761 | 13.6204
161 | 28.7518 | 0.27581 | 0.079889 | 0.87008 | 0.073465 | 0.21246 | 21.4886 | 0.87987 | 0.9221 | 0.36436 | 1.2964 | 1.2914 | 16.2796 | 1.3892 | 2.4032 | 0.54362 | 0.47784 | 0.060457 | 7.6805 | 0.76243 | 0.82537 | 14.2697 | 6.3879 | 11.6162
162 | 16.6515 | 0.37919 | 0.10423 | 0.90326 | 0.048442 | 0.21746 | 23.1484 | 0.86635 | 0.94499 | 0.11325 | 1.2585 | 1.2409 | 9.8608 | 3.4095 | 1.844 | 1.3055 | 0.65931 | 0.047148 | 9.1601 | 0.85101 | 0.84373 | 6.7029 | 6.8504 | 15.9173
163 | 22.2434 | 0.30321 | 0.10708 | 0.89587 | 0.043842 | 0.18354 | 20.6902 | 0.89428 | 0.96236 | 0.26077 | 1.4476 | 1.5359 | 10.7537 | 2.7053 | 3.3822 | 0.59415 | 0.52269 | 0.051179 | 8.6108 | 0.77077 | 0.85132 | 11.1472 | 7.3322 | 12.6729
164 | 24.9864 | 0.32385 | 0.094696 | 0.84354 | 0.069268 | 0.2395 | 17.5326 | 0.88347 | 0.95514 | 0.12297 | 1.4447 | 1.1383 | 12.7697 | 4.3162 | 3.887 | 1.6961 | 0.49563 | 0.053573 | 9.2044 | 0.83829 | 0.91445 | 6.44 | 7.1358 | 11.3297
165 | 14.8209 | 0.34966 | 0.085854 | 0.88005 | 0.061243 | 0.22242 | 13.4266 | 0.88955 | 0.94872 | 0.042857 | 1.4094 | 1.8031 | 9.5082 | 3.9815 | 0.53675 | 1.7673 | 0.65642 | 0.057011 | 9.0613 | 0.79127 | 0.88513 | 6.3192 | 6.0378 | 13.0617
166 | 22.5759 | 0.32735 | 0.10633 | 0.81388 | 0.045019 | 0.2089 | 15.2935 | 0.88925 | 0.96193 | 0.082018 | 1.2919 | 1.1899 | 10.078 | 2.6448 | 1.6297 | 1.4404 | 0.92145 | 0.071489 | 9.4395 | 0.80287 | 0.87776 | 10.551 | 7.2081 | 14.5131
167 | 19.2182 | 0.29151 | 0.090532 | 0.90832 | 0.042257 | 0.21411 | 23.5336 | 0.87036 | 0.93465 | 0.43879 | 1.0925 | 1.2849 | 10.1513 | 2.6267 | 3.311 | 1.0035 | 0.26058 | 0.057089 | 8.6062 | 0.81318 | 0.86046 | 8.1934 | 9.9813 | 12.5489
168 | 12.5003 | 0.35694 | 0.093753 | 0.89869 | 0.056118 | 0.22527 | 24.8918 | 0.8788 | 0.9558 | 0.096922 | 1.0221 | 1.6104 | 11.1987 | 2.264 | 2.5122 | 1.3265 | 0.3304 | 0.031794 | 7.9946 | 0.77089 | 0.77712 | 6.6302 | 7.7039 | 9.2178
169 | 22.7197 | 0.3013 | 0.092379 | 0.82341 | 0.043198 | 0.20906 | 15.9421 | 0.85015 | 0.93397 | 0.16829 | 1.4998 | 1.4528 | 11.5591 | 4.8704 | 3.7638 | 0.51447 | 0.58913 | 0.075662 | 9.5997 | 0.80296 | 0.84659 | 10.8868 | 7.1726 | 13.2544
170 | 21.4067 | 0.31563 | 0.10907 | 0.85659 | 0.060299 | 0.2257 | 19.2703 | 0.78968 | 0.941 | 0.0059522 | 1.4569 | 1.3925 | 13.1752 | 4.7884 | 2.5852 | 0.41925 | 0.64682 | 0.06537 | 9.3911 | 0.83022 | 0.87485 | 9.9022 | 7.0555 | 8.3032
171 | 28.2698 | 0.26625 | 0.067621 | 0.86172 | 0.060692 | 0.1889 | 23.0966 | 0.87075 | 0.93796 | 0.55632 | 1.0776 | 1.2701 | 14.2569 | 2.782 | 3.3908 | 1.0114 | 0.28292 | 0.020679 | 8.8766 | 0.79373 | 0.84438 | 7.126 | 8.2436 | 10.3954
172 | 25.8409 | 0.31537 | 0.10603 | 0.83307 | 0.052546 | 0.23882 | 21.0416 | 0.92136 | 0.92988 | 0.71959 | 1.1233 | 1.7755 | 8.2901 | 1.6331 | 2.5192 | 1.306 | 0.71588 | 0.068824 | 8.8454 | 0.74314 | 0.829 | 9.3121 | 9.4032 | 8.0047
173 | 12.4209 | 0.35261 | 0.1032 | 0.84156 | 0.04709 | 0.21617 | 21.7745 | 0.86796 | 0.92906 | 0.57378 | 1.1394 | 1.2321 | 8.5803 | 2.4907 | 0.93918 | 1.7923 | 0.68316 | 0.047097 | 7.9655 | 0.80488 | 0.83529 | 11.4383 | 6.2607 | 14.3675
174 | 20.253 | 0.35351 | 0.10827 | 0.85301 | 0.040672 | 0.18365 | 17.4596 | 0.84489 | 0.93132 | 0.087989 | 1.4437 | 1.6725 | 11.5334 | 2.7251 | 3.3452 | 1.6472 | 1.031 | 0.04193 | 9.7541 | 0.81538 | 0.79745 | 11.3548 | 6.7489 | 10.7977
175 | 23.5392 | 0.3475 | 0.087128 | 0.87733 | 0.04423 | 0.19536 | 23.9127 | 0.88292 | 0.96116 | 0.3595 | 1.0458 | 1.379 | 10.6949 | 4.3128 | 2.8234 | 1.212 | 1.1252 | 0.075575 | 7.3061 | 0.79986 | 0.90114 | 6.5508 | 7.3105 | 11.978
176 | 26.2741 | 0.32167 | 0.10954 | 0.82568 | 0.041726 | 0.20319 | 18.1297 | 0.89196 | 0.95461 | 0.59224 | 1.3493 | 1.5253 | 11.888 | 2.4451 | 0.53057 | 0.94459 | 1.0195 | 0.038351 | 8.7433 | 0.78207 | 0.84162 | 9.7679 | 8.9917 | 10.1299
177 | 23.1533 | 0.3355 | 0.09038 | 0.8676 | 0.036488 | 0.19384 | 19.6086 | 0.92085 | 0.93686 | 0.011236 | 1.1638 | 1.4475 | 11.5811 | 2.2719 | 1.9533 | 1.9578 | 0.87905 | 0.04471 | 7.7413 | 0.75415 | 0.82349 | 8.8861 | 9.1171 | 14.3289
178 | 27.9012 | 0.31523 | 0.1022 | 0.90782 | 0.061931 | 0.17835 | 19.7919 | 0.8754 | 0.96201 | 0.095864 | 1.083 | 1.2551 | 10.8866 | 2.7652 | 3.6047 | 1.1964 | 0.48206 | 0.026805 | 8.0565 | 0.84642 | 0.87611 | 13.5612 | 8.4067 | 15.4651
179 | 30.6523 | 0.29459 | 0.099497 | 0.88018 | 0.063987 | 0.18919 | 25.4804 | 0.8146 | 0.94742 | 0.13112 | 1.3285 | 1.2309 | 11.9021 | 3.1749 | 1.95 | 0.57133 | 0.58626 | 0.071627 | 7.1686 | 0.7771 | 0.78477 | 10.8662 | 7.0901 | 14.9075
180 | 17.5334 | 0.3075 | 0.1007 | 0.89492 | 0.052112 | 0.18929 | 20.4825 | 0.94757 | 0.95002 | 0.59182 | 1.3435 | 1.2199 | 11.3365 | 1.8075 | 2.2398 | 0.69824 | 0.45051 | 0.051857 | 9.4114 | 0.82149 | 0.90668 | 13.8234 | 6.6031 | 14.5845
181 | 21.7408 | 0.27941 | 0.10561 | 0.85997 | 0.0404 | 0.19192 | 12.712 | 0.91092 | 0.96359 | 0.41869 | 1.4293 | 1.5466 | 15.8374 | 3.3091 | 3.0451 | 0.80202 | 0.92582 | 0.061779 | 7.5433 | 0.78297 | 0.78185 | 10.6701 | 8.1213 | 10.5726
182 | 17.2935 | 0.32674 | 0.094816 | 0.86532 | 0.045606 | 0.19821 | 21.6162 | 0.89124 | 0.94061 | 0.15819 | 1.5481 | 1.8472 | 8.9155 | 4.0695 | 3.714 | 1.7574 | 0.13754 | 0.064514 | 9.2392 | 0.79318 | 0.85402 | 9.4312 | 8.107 | 13.6668
183 | 31.7233 | 0.30716 | 0.097751 | 0.88272 | 0.058498 | 0.21255 | 18.5135 | 0.86807 | 0.95013 | 0.076558 | 1.5515 | 1.2621 | 14.5297 | 1.948 | 0.90992 | 0.59684 | 1.1536 | 0.057459 | 9.2425 | 0.81894 | 0.81756 | 7.5283 | 7.2629 | 10.6866
184 | 25.3557 | 0.36124 | 0.090487 | 0.85753 | 0.050964 | 0.19666 | 10.9236 | 0.85269 | 0.92008 | 0.65098 | 1.4054 | 1.5434 | 8.0342 | 3.3576 | 3.2361 | 0.40888 | 0.614 | 0.06463 | 6.758 | 0.79154 | 0.86279 | 8.833 | 9.0896 | 11.4271
185 | 21.6453 | 0.34469 | 0.078441 | 0.87465 | 0.065771 | 0.1869 | 19.7647 | 0.9052 | 0.94373 | 0.16399 | 1.0614 | 1.378 | 11.0181 | 1.8715 | 0.51625 | 0.87141 | 0.084316 | 0.076111 | 9.5405 | 0.77741 | 0.83707 | 10.6855 | 8.4454 | 13.9905
186 | 17.0993 | 0.33496 | 0.106 | 0.83203 | 0.055428 | 0.2148 | 25.2013 | 0.88447 | 0.94469 | 0.079852 | 1.1281 | 1.24 | 10.5316 | 2.72 | 0.9636 | 1.6915 | 0.94143 | 0.022155 | 7.9216 | 0.78087 | 0.87437 | 10.2904 | 9.238 | 12.9364
187 | 22.4011 | 0.30287 | 0.097254 | 0.88239 | 0.043767 | 0.2201 | 18.4141 | 0.87944 | 0.95574 | 0.44997 | 1.4786 | 1.5586 | 13.4791 | 3.1867 | 2.3276 | 1.1806 | 0.98827 | 0.075702 | 8.936 | 0.8161 | 0.85355 | 10.8635 | 7.7858 | 14.3469
188 | 16.1876 | 0.30363 | 0.069921 | 0.83554 | 0.033496 | 0.21324 | 20.186 | 0.83182 | 0.91252 | 0.086854 | 1.3754 | 1.5897 | 11.3914 | 2.0382 | 1.146 | 1.0899 | 0.66566 | 0.052903 | 7.3778 | 0.80437 | 0.91578 | 14.8124 | 9.429 | 9.2282
189 | 17.3442 | 0.33167 | 0.081279 | 0.87129 | 0.054693 | 0.1847 | 24.63 | 0.90772 | 0.96429 | 0.47387 | 0.99514 | 1.1864 | 11.4291 | 1.4402 | 0.92947 | 0.82404 | 0.65732 | 0.071589 | 8.2099 | 0.78704 | 0.82844 | 11.7563 | 8.2368 | 11.6601
190 | 11.7878 | 0.33116 | 0.091322 | 0.80602 | 0.045526 | 0.21582 | 22.267 | 0.79591 | 0.94526 | 0.068365 | 0.97441 | 1.1308 | 13.8816 | 2.643 | 2.6516 | 0.739 | 0.35814 | 0.026091 | 9.3482 | 0.82337 | 0.83818 | 11.7324 | 9.7423 | 11.3718
191 | 28.4476 | 0.35139 | 0.093984 | 0.89922 | 0.055823 | 0.19114 | 24.0551 | 0.94446 | 0.94721 | 0.5686 | 1.1408 | 1.2528 | 10.0565 | 2.4833 | 0.57503 | 0.64698 | 0.24584 | 0.042727 | 9.9806 | 0.8112 | 0.81479 | 6.098 | 8.6623 | 8.2552
192 | 20.8418 | 0.3633 | 0.11153 | 0.89158 | 0.044305 | 0.19868 | 18.4165 | 0.89756 | 0.94596 | 0.044826 | 0.97413 | 1.1567 | 14.3835 | 2.4192 | 2.9704 | 0.90969 | 0.43039 | 0.043223 | 6.5672 | 0.80994 | 0.8115 | 10.7148 | 7.3634 | 14.5293
193 | 26.7745 | 0.2813 | 0.10788 | 0.89892 | 0.069566 | 0.21008 | 17.0988 | 0.86822 | 0.94054 | 0.13959 | 1.0489 | 1.8174 | 13.2635 | 3.7341 | 1.2466 | 0.41269 | 1.0648 | 0.049616 | 7.7935 | 0.80876 | 0.81345 | 9.7178 | 7.3297 | 9.9419
194 | 18.2135 | 0.30918 | 0.077927 | 0.87991 | 0.042408 | 0.20286 | 15.635 | 0.82079 | 0.93911 | 0.20756 | 1.4807 | 1.3537 | 14.2343 | 3.6654 | 0.55867 | 1.2356 | 0.77546 | 0.057371 | 9.678 | 0.80146 | 0.79918 | 10.775 | 8.5941 | 9.0649
195 | 31.7441 | 0.35393 | 0.10038 | 0.8208 | 0.056458 | 0.20375 | 21.7085 | 0.9316 | 0.92924 | 0.050322 | 1.1634 | 1.2829 | 6.4161 | 3.8801 | 1.3847 | 1.6205 | 0.26706 | 0.064522 | 9.6623 | 0.83158 | 0.84185 | 10.9326 | 8.6857 | 8.196
196 | 27.2712 | 0.37212 | 0.099483 | 0.90714 | 0.050717 | 0.19401 | 18.0958 | 0.90398 | 0.95118 | 0.51011 | 1.3677 | 1.2054 | 11.7635 | 5.1067 | 3.6526 | 0.74053 | 0.96723 | 0.07205 | 6.3721 | 0.79483 | 0.87226 | 12.8092 | 7.3363 | 13.837
197 | 28.3728 | 0.31823 | 0.10301 | 0.81732 | 0.061573 | 0.20476 | 12.9374 | 0.88759 | 0.91774 | 0.066004 | 1.0723 | 1.1602 | 10.2192 | 2.1021 | 0.9414 | 1.8307 | 0.33065 | 0.020744 | 6.7957 | 0.77274 | 0.90638 | 7.329 | 9.4214 | 12.562
198 | 29.3108 | 0.37031 | 0.090573 | 0.9057 | 0.069456 | 0.2123 | 19.3886 | 0.83157 | 0.94302 | 0.25031 | 1.5572 | 1.4188 | 15.0962 | 2.6167 | 3.409 | 1.2768 | 0.88753 | 0.042225 | 7.8798 | 0.79585 | 0.82137 | 11.5713 | 7.9828 | 12.1238
199 | 16.3885 | 0.34418 | 0.09833 | 0.89451 | 0.045306 | 0.24358 | 27.4923 | 0.84078 | 0.96804 | 0.39245 | 1.2082 | 1.7232 | 12.8203 | 3.0863 | 3.0228 | 0.97405 | 0.83645 | 0.047044 | 9.4611 | 0.7405 | 0.78938 | 9.6539 | 9.886 | 10.9872
200 | 31.9929 | 0.28558 | 0.10112 | 0.85521 | 0.044034 | 0.21087 | 22.8048 | 0.86036 | 0.94195 | 0.03267 | 1.3774 | 1.7688 | 14.9227 | 1.6089 | 3.3325 | 0.86141 | 0.23477 | 0.027137 | 9.6244 | 0.81176 | 0.87917 | 7.2818 | 7.4884 | 12.6028
201 | 25.4344 | 0.27811 | 0.067465 | 0.85297 | 0.05556 | 0.211 | 18.6852 | 0.92054 | 0.93365 | 0.14205 | 1.4687 | 1.7157 | 13.9652 | 2.4239 | 2.9565 | 0.76181 | 0.51635 | 0.031693 | 6.2767 | 0.73542 | 0.88938 | 8.2565 | 6.9646 | 14.4017
202 | 23.5129 | 0.32494 | 0.078891 | 0.85547 | 0.044529 | 0.18658 | 20.5358 | 0.86901 | 0.93314 | 0.42479 | 1.2368 | 1.8538 | 13.5557 | 3.3379 | 3.4407 | 0.48504 | 0.57986 | 0.058405 | 8.7338 | 0.75865 | 0.86133 | 13.8102 | 7.0624 | 9.4516
203 | 20.6309 | 0.3093 | 0.098848 | 0.91178 | 0.043188 | 0.1942 | 14.3091 | 0.87961 | 0.92403 | 0.36204 | 1.4931 | 1.2348 | 10.5244 | 2.7444 | 2.1888 | 0.43618 | 0.94591 | 0.036164 | 6.5041 | 0.76419 | 0.84174 | 8.2219 | 6.1089 | 15.8524
204 | 25.0876 | 0.32265 | 0.09538 | 0.86856 | 0.066795 | 0.18176 | 21.1744 | 0.8652 | 0.93022 | 0.60627 | 1.5258 | 1.5297 | 12.9592 | 1.6219 | 2.5559 | 1.7147 | 1.1346 | 0.041244 | 6.7424 | 0.77859 | 0.88197 | 8.4709 | 7.1432 | 10.7201
205 | 19.4049 | 0.33133 | 0.090637 | 0.85311 | 0.075281 | 0.2332 | 24.3972 | 0.89282 | 0.96138 | 0.10884 | 0.94993 | 1.1852 | 6.5835 | 3.1455 | 2.4427 | 1.3969 | 0.84309 | 0.026668 | 6.8497 | 0.78097 | 0.8366 | 10.2247 | 6.614 | 11.5197
206 | 26.1606 | 0.36603 | 0.10768 | 0.8957 | 0.052993 | 0.19156 | 17.3182 | 0.87967 | 0.92323 | 0.0063499 | 1.5233 | 1.5228 | 6.6239 | 2.8286 | 3.4066 | 1.1991 | 0.22289 | 0.053386 | 7.3677 | 0.75352 | 0.86966 | 12.545 | 6.5837 | 13.9407
207 | 21.5523 | 0.32898 | 0.11008 | 0.84193 | 0.059085 | 0.20308 | 24.3838 | 0.9259 | 0.91363 | 0.48503 | 1.2392 | 1.1471 | 7.5172 | 3.0094 | 3.597 | 1.7755 | 0.26469 | 0.047418 | 7.558 | 0.76115 | 0.84308 | 9.1644 | 9.1246 | 13.9348
208 | 19.7224 | 0.30999 | 0.077496 | 0.84495 | 0.041356 | 0.22391 | 22.3994 | 0.8918 | 0.92898 | 0.20075 | 1.2422 | 1.4546 | 11.3562 | 5.0237 | 0.77189 | 1.7865 | 0.6875 | 0.064673 | 6.1077 | 0.79699 | 0.86255 | 6.0255 | 9.2089 | 14.718
209 | 28.9028 | 0.35614 | 0.083282 | 0.87296 | 0.051204 | 0.18993 | 29.0561 | 0.81298 | 0.9517 | 0.69337 | 1.0746 | 1.4323 | 9.3531 | 3.0032 | 3.797 | 1.9531 | 0.69164 | 0.020839 | 8.7576 | 0.80128 | 0.84682 | 9.5175 | 8.7232 | 13.6439
210 | 19.8851 | 0.37105 | 0.087774 | 0.90118 | 0.076645 | 0.19925 | 17.0397 | 0.75735 | 0.92824 | 0.69908 | 1.2569 | 1.352 | 10.4219 | 2.1798 | 2.7795 | 1.5906 | 0.7781 | 0.078097 | 8.7763 | 0.75437 | 0.83291 | 9.0939 | 9.2057 | 11.0596
211 | 23.4159 | 0.29243 | 0.11634 | 0.89735 | 0.051127 | 0.22857 | 24.0244 | 0.89508 | 0.90492 | 0.30632 | 1.2773 | 1.8327 | 9.0072 | 0.57454 | 2.7139 | 1.2758 | 1.0388 | 0.041355 | 7.2538 | 0.83569 | 0.8615 | 9.9889 | 9.7901 | 15.1676
212 | 17.0856 | 0.2744 | 0.089208 | 0.89292 | 0.047951 | 0.20205 | 19.3498 | 0.90013 | 0.92487 | 0.71483 | 1.4346 | 1.4471 | 10.6076 | 1.5843 | 2.9263 | 0.96254 | 0.80367 | 0.028937 | 9.2864 | 0.80044 | 0.90519 | 12.4969 | 8.8967 | 12.9989
213 | 17.1464 | 0.29062 | 0.10111 | 0.88815 | 0.052841 | 0.19909 | 21.1298 | 0.79002 | 0.9352 | 0.51108 | 1.4198 | 1.5118 | 14.3005 | 4.0203 | 1.2732 | 0.49416 | 0.60808 | 0.065215 | 9.1453 | 0.78005 | 0.87145 | 7.2937 | 8.2249 | 10.0154
214 | 17.7907 | 0.35198 | 0.086004 | 0.86055 | 0.059342 | 0.20555 | 20.5127 | 0.88972 | 0.95626 | 0.75288 | 1.4972 | 1.7881 | 16.1117 | 2.8702 | 0.84852 | 0.48916 | 0.58241 | 0.065175 | 6.9173 | 0.81161 | 0.89589 | 12.8406 | 7.5472 | 9.7698
215 | 22.1896 | 0.36491 | 0.085368 | 0.87812 | 0.070141 | 0.19714 | 20.4173 | 0.8081 | 0.94342 | 0.40843 | 1.0988 | 1.6587 | 11.5768 | 2.8988 | 1.229 | 1.8788 | 0.96813 | 0.032435 | 6.0802 | 0.78048 | 0.91287 | 8.8225 | 9.4261 | 14.1169
216 | 21.094 | 0.28575 | 0.10186 | 0.90848 | 0.039872 | 0.1807 | 24.5709 | 0.85249 | 0.91463 | 0.045885 | 1.1319 | 1.7902 | 12.639 | 2.4445 | 3.127 | 1.1036 | 1.1546 | 0.072849 | 9.0153 | 0.73208 | 0.85415 | 9.1462 | 9.252 | 11.9365
217 | 21.0665 | 0.33797 | 0.096386 | 0.90194 | 0.061648 | 0.17893 | 20.9024 | 0.84052 | 0.9571 | 0.46025 | 1.1045 | 1.616 | 8.4273 | 1.9393 | 1.1946 | 1.3076 | 0.54439 | 0.034068 | 9.6031 | 0.8216 | 0.85585 | 9.1793 | 7.3829 | 12.1968
218 | 16.7664 | 0.28922 | 0.084948 | 0.87804 | 0.071147 | 0.21041 | 18.8514 | 0.84346 | 0.94737 | 0.17687 | 1.0735 | 1.4795 | 14.6326 | 1.0966 | 1.0584 | 0.59896 | 0.80061 | 0.030441 | 6.3114 | 0.79633 | 0.85356 | 11.7811 | 6.7654 | 12.6222
219 | 14.4972 | 0.30521 | 0.10288 | 0.83081 | 0.070967 | 0.18222 | 20.5722 | 0.92922 | 0.93236 | 0.45755 | 1.1682 | 1.5326 | 7.4261 | 2.8195 | 2.6325 | 1.5682 | 0.8548 | 0.056296 | 9.6919 | 0.78441 | 0.83465 | 11.1367 | 9.8652 | 9.242
220 | 18.3934 | 0.2616 | 0.10191 | 0.86937 | 0.054661 | 0.20125 | 25.8318 | 0.91715 | 0.94546 | 0.63664 | 1.3524 | 1.264 | 11.9154 | 2.6607 | 2.3355 | 1.8955 | 0.22478 | 0.039047 | 7.865 | 0.85083 | 0.86467 | 8.2048 | 6.121 | 14.7613
221 | 19.2944 | 0.39426 | 0.093352 | 0.86656 | 0.059003 | 0.21155 | 15.1752 | 0.92741 | 0.94552 | 0.197 | 1.2646 | 1.4592 | 14.9637 | 1.6408 | 3.7853 | 1.5295 | 1.1483 | 0.026965 | 7.8295 | 0.79181 | 0.879 | 11.3889 | 8.5115 | 12.4297
222 | 18.133 | 0.2783 | 0.076773 | 0.89914 | 0.063596 | 0.19705 | 21.8941 | 0.89035 | 0.94773 | 0.040295 | 1.0282 | 1.3099 | 15.8705 | 3.8997 | 0.72612 | 1.8578 | 0.57285 | 0.073647 | 8.0928 | 0.80593 | 0.90033 | 7.5709 | 6.7865 | 12.6135
223 | 21.445 | 0.30516 | 0.080208 | 0.89672 | 0.053426 | 0.22976 | 10.837 | 0.88821 | 0.94036 | 0.67869 | 1.1569 | 1.2206 | 8.3075 | 3.4609 | 3.7038 | 1.844 | 0.62334 | 0.06567 | 7.7721 | 0.82221 | 0.8276 | 8.0178 | 9.3071 | 10.4514
224 | 20.9698 | 0.32508 | 0.080652 | 0.86135 | 0.046964 | 0.20088 | 25.7423 | 0.86746 | 0.93572 | 0.1875 | 0.95478 | 1.8523 | 8.5856 | 4.5478 | 3.3569 | 1.1406 | 0.9506 | 0.071986 | 7.8326 | 0.80344 | 0.86077 | 9.1024 | 9.6034 | 14.3834
225 | 27.7659 | 0.28103 | 0.088037 | 0.8735 | 0.056342 | 0.20806 | 19.9863 | 0.93272 | 0.93905 | 0.14106 | 1.109 | 1.4893 | 15.3882 | 1.9187 | 2.2949 | 1.509 | 0.12951 | 0.0426 | 7.4223 | 0.84496 | 0.89886 | 9.4633 | 8.2721 | 15.0827
226 | 24.3321 | 0.28385 | 0.11291 | 0.89379 | 0.053684 | 0.21204 | 12.1969 | 0.90852 | 0.93711 | 0.085217 | 1.1335 | 1.6195 | 12.1167 | 3.1289 | 1.8528 | 0.86591 | 0.81305 | 0.029633 | 9.8097 | 0.83223 | 0.84833 | 8.1309 | 7.4558 | 9.641
227 | 26.8337 | 0.39587 | 0.11001 | 0.86822 | 0.051565 | 0.18759 | 18.3806 | 0.8859 | 0.90512 | 0.14156 | 1.3448 | 1.1713 | 10.3971 | 3.3837 | 0.68992 | 0.43206 | 0.15942 | 0.054375 | 6.045 | 0.81155 | 0.78358 | 12.8728 | 7.1031 | 8.9016
228 | 25.267 | 0.34929 | 0.075453 | 0.85392 | 0.044744 | 0.2025 | 25.5047 | 0.77874 | 0.95343 | 0.47243 | 1.4243 | 1.6768 | 10.4719 | 0.96605 | 1.8639 | 1.7873 | 0.35667 | 0.059039 | 6.9685 | 0.75996 | 0.81843 | 8.8507 | 6.0934 | 8.5037
229 | 25.6309 | 0.34867 | 0.080521 | 0.90607 | 0.072404 | 0.20184 | 13.9137 | 0.9015 | 0.95797 | 0.066809 | 1.1238 | 1.317 | 13.5162 | 2.4319 | 1.7227 | 1.7043 | 0.56081 | 0.058705 | 7.7654 | 0.81937 | 0.8413 | 8.8433 | 9.5184 | 13.0209
230 | 20.4657 | 0.38717 | 0.091922 | 0.88389 | 0.055204 | 0.21261 | 14.3526 | 0.8644 | 0.9547 | 0.069617 | 0.9511 | 1.3543 | 10.6769 | 2.4344 | 0.67486 | 1.5516 | 1.1444 | 0.068361 | 8.9419 | 0.78322 | 0.8726 | 10.4833 | 8.339 | 10.2898
231 | 25.1568 | 0.31104 | 0.09313 | 0.89532 | 0.051591 | 0.22202 | 12.3216 | 0.86942 | 0.94587 | 0.64252 | 1.3064 | 1.4062 | 12.2779 | 3.6304 | 3.0318 | 1.5471 | 0.92193 | 0.034813 | 7.5068 | 0.82665 | 0.82859 | 12.1066 | 6.1749 | 11.7982
232 | 20.5016 | 0.31634 | 0.067909 | 0.91205 | 0.045669 | 0.23811 | 22.7777 | 0.84369 | 0.93474 | 0.25638 | 1.159 | 1.6297 | 7.9167 | 1.7226 | 1.5651 | 1.846 | 0.36146 | 0.059626 | 9.4028 | 0.84111 | 0.83365 | 14.3826 | 9.3601 | 11.589
233 | 14.5126 | 0.32545 | 0.0957 | 0.88228 | 0.037965 | 0.20488 | 24.8285 | 0.8812 | 0.95196 | 0.18567 | 1.2238 | 1.278 | 7.2606 | 3.9652 | 1.8856 | 0.8981 | 0.094683 | 0.04744 | 9.0986 | 0.87559 | 0.85848 | 12.117 | 6.6916 | 15.7204
234 | 24.9585 | 0.36149 | 0.079313 | 0.9011 | 0.050493 | 0.21418 | 15.8913 | 0.86364 | 0.95561 | 0.61537 | 1.498 | 1.4386 | 7.1338 | 1.7151 | 1.4581 | 1.8681 | 0.26935 | 0.036264 | 9.8531 | 0.79977 | 0.80379 | 10.7442 | 7.5168 | 12.5876
235 | 21.1361 | 0.31815 | 0.08046 | 0.8486 | 0.050533 | 0.21466 | 23.3357 | 0.85778 | 0.94084 | 0.029624 | 1.5071 | 1.7311 | 15.5621 | 3.3296 | 1.1549 | 0.40183 | 0.77672 | 0.078965 | 6.6571 | 0.8558 | 0.85892 | 9.1543 | 6.9451 | 13.7734
236 | 26.4642 | 0.27622 | 0.087065 | 0.8534 | 0.045581 | 0.22428 | 18.4753 | 0.86847 | 0.94562 | 0.014941 | 1.0757 | 1.3402 | 11.7169 | 2.3157 | 0.58859 | 1.0022 | 0.26991 | 0.033556 | 7.5273 | 0.79665 | 0.85234 | 10.209 | 8.4319 | 9.7291
237 | 27.1607 | 0.31165 | 0.083039 | 0.89145 | 0.058264 | 0.19933 | 23.0487 | 0.91387 | 0.92523 | 0.61913 | 1.4545 | 1.5461 | 12.8303 | 1.4801 | 0.67676 | 1.9304 | 0.12793 | 0.074582 | 9.0841 | 0.75553 | 0.88386 | 10.3674 | 6.819 | 12.46
238 | 18.2063 | 0.3767 | 0.11758 | 0.84761 | 0.049349 | 0.19066 | 18.6631 | 0.9108 | 0.909 | 0.27294 | 1.4119 | 1.3061 | 15.2605 | 3.8976 | 1.4299 | 0.67956 | 0.1007 | 0.028154 | 9.1594 | 0.74807 | 0.91046 | 6.5382 | 6.8098 | 12.2241
239 | 26.5392 | 0.28047 | 0.10947 | 0.86032 | 0.047291 | 0.24625 | 22.732 | 0.87844 | 0.9388 | 0.49874 | 1.3988 | 1.45 | 9.9995 | 2.2423 | 1.9936 | 0.9362 | 0.30982 | 0.025721 | 8.2266 | 0.79624 | 0.81947 | 6.8882 | 9.9054 | 15.5964
240 | 16.6061 | 0.30299 | 0.091217 | 0.9032 | 0.053844 | 0.19939 | 10.3353 | 0.86281 | 0.94198 | 0.024544 | 1.4846 | 1.5153 | 10.6797 | 3.7754 | 2.4375 | 1.0535 | 1.1419 | 0.029392 | 8.92 | 0.86583 | 0.8865 | 8.1851 | 7.4973 | 15.4956
241 | 25.1065 | 0.32519 | 0.10194 | 0.84533 | 0.062865 | 0.21118 | 22.5539 | 0.91954 | 0.94757 | 0.17172 | 1.0645 | 1.4437 | 9.1838 | 1.6053 | 3.9501 | 1.0239 | 0.44297 | 0.045971 | 9.3863 | 0.79907 | 0.83426 | 8.4733 | 9.1207 | 13.6914
242 | 20.9247 | 0.27486 | 0.082351 | 0.89266 | 0.047209 | 0.19293 | 20.9588 | 0.88418 | 0.91543 | 0.04211 | 1.2559 | 1.8114 | 14.513 | 4.1838 | 3.1709 | 1.848 | 0.75355 | 0.030071 | 9.1672 | 0.73863 | 0.88126 | 12.9707 | 8.3168 | 8.5662
243 | 28.6626 | 0.34903 | 0.10203 | 0.90183 | 0.061418 | 0.19172 | 21.4417 | 0.84563 | 0.94679 | 0.48227 | 1.1394 | 1.3615 | 7.1702 | 2.1221 | 2.1557 | 1.779 | 0.68509 | 0.048404 | 7.7048 | 0.78677 | 0.84471 | 11.4002 | 8.2963 | 15.972
244 | 20.8738 | 0.32023 | 0.097221 | 0.91094 | 0.035169 | 0.18856 | 16.2816 | 0.7942 | 0.92577 | 0.38799 | 1.0632 | 1.1942 | 12.6524 | 3.3494 | 0.97199 | 0.74151 | 0.18658 | 0.020534 | 9.3065 | 0.80813 | 0.80117 | 7.9876 | 9.393 | 15.2539
245 | 11.2413 | 0.32596 | 0.10695 | 0.88885 | 0.049048 | 0.18581 | 21.3097 | 0.88541 | 0.96626 | 0.088617 | 1.054 | 1.4801 | 9.0504 | 4.2233 | 1.5251 | 0.84304 | 0.081374 | 0.03878 | 9.2155 | 0.82247 | 0.81451 | 9.5475 | 7.7364 | 8.4086
246 | 31.3502 | 0.29116 | 0.10205 | 0.86813 | 0.065407 | 0.20005 | 18.7233 | 0.9189 | 0.92272 | 0.58956 | 1.5059 | 1.2842 | 12.3585 | 2.3078 | 1.7254 | 1.9872 | 0.83106 | 0.074126 | 7.1045 | 0.81654 | 0.84028 | 9.3803 | 9.5558 | 11.7622
247 | 21.2609 | 0.31655 | 0.091266 | 0.81621 | 0.058686 | 0.22499 | 17.8116 | 0.86685 | 0.94391 | 0.57109 | 1.0626 | 1.2015 | 8.9316 | 3.0754 | 3.4995 | 1.7521 | 0.50798 | 0.047873 | 7.5832 | 0.8168 | 0.90436 | 5.3475 | 6.7424 | 14.8383
248 | 22.1299 | 0.29896 | 0.068037 | 0.86714 | 0.062827 | 0.21366 | 19.1175 | 0.88221 | 0.9385 | 0.023712 | 1.5238 | 1.4895 | 5.8411 | 2.2839 | 1.3905 | 1.0555 | 0.69223 | 0.035731 | 6.5486 | 0.74017 | 0.87755 | 6.2944 | 7.9031 | 14.5431
249 | 24.8321 | 0.31511 | 0.1074 | 0.88647 | 0.049824 | 0.23036 | 21.6442 | 0.87222 | 0.95647 | 0.14281 | 1.4034 | 1.2478 | 10.5674 | 1.4051 | 3.7903 | 0.88056 | 0.090307 | 0.07143 | 8.9247 | 0.76436 | 0.8757 | 10.8067 | 9.927 | 9.0603
250 | 30.6183 | 0.36066 | 0.081848 | 0.84971 | 0.053344 | 0.22407 | 19.9325 | 0.87253 | 0.91933 | 0.48364 | 1.0074 | 1.5272 | 11.4519 | 2.3492 | 1.7089 | 1.8886 | 1.0698 | 0.051404 | 7.7313 | 0.83203 | 0.85056 | 9.7486 | 6.0841 | 15.9415
251 | 24.2779 | 0.26331 | 0.086822 | 0.89307 | 0.069496 | 0.19817 | 25.6438 | 0.92429 | 0.91589 | 0.037345 | 1.4382 | 1.6673 | 11.6386 | 2.514 | 1.5029 | 1.9076 | 0.94045 | 0.076816 | 9.4793 | 0.82107 | 0.85868 | 9.7762 | 8.2326 | 9.8828
252 | 29.6896 | 0.32304 | 0.095152 | 0.898 | 0.07255 | 0.21029 | 22.0323 | 0.93558 | 0.96072 | 0.33254 | 1.0293 | 1.8209 | 10.6333 | 2.8826 | 1.6422 | 1.6297 | 0.457 | 0.06906 | 8.8274 | 0.75618 | 0.83262 | 7.9963 | 8.4368 | 8.8759
253 | 16.0477 | 0.3333 | 0.080257 | 0.84584 | 0.056172 | 0.20083 | 26.0761 | 0.79921 | 0.91152 | 0.57506 | 1.1415 | 1.1323 | 8.8101 | 2.5081 | 0.89607 | 1.874 | 0.24143 | 0.064158 | 8.7259 | 0.82752 | 0.7962 | 10.1569 | 7.8728 | 13.7042
254 | 21.0071 | 0.30147 | 0.082643 | 0.86547 | 0.064292 | 0.21234 | 14.5664 | 0.90708 | 0.92252 | 0.0026117 | 1.2818 | 1.5561 | 11.1757 | 1.9939 | 2.7198 | 0.40794 | 1.0434 | 0.038989 | 6.2457 | 0.79865 | 0.91827 | 9.5051 | 6.0091 | 10.4295
255 | 16.4402 | 0.2671 | 0.079153 | 0.87358 | 0.05431 | 0.19813 | 18.7479 | 0.9142 | 0.95212 | 0.4195 | 0.97245 | 1.7493 | 12.416 | 3.3892 | 2.3407 | 1.6691 | 0.4055 | 0.029178 | 7.674 | 0.80618 | 0.89339 | 8.0896 | 7.3771 | 12.5291
256 | 11.2095 | 0.35984 | 0.1113 | 0.90538 | 0.058405 | 0.1973 | 23.4998 | 0.84809 | 0.93438 | 0.243 | 1.0166 | 1.6811 | 10.8901 | 4.2719 | 0.8168 | 1.1823 | 1.1609 | 0.031179 | 8.1535 | 0.81998 | 0.852 | 8.8388 | 8.7678 | 8.3849
257 | 16.1403 | 0.29663 | 0.083345 | 0.89705 | 0.0492 | 0.20787 | 17.3839 | 0.83044 | 0.9142 | 0.70435 | 1.5546 | 1.4536 | 7.8616 | 2.1061 | 2.0987 | 0.9033 | 0.79152 | 0.032245 | 9.8625 | 0.76946 | 0.8534 | 9.9692 | 8.4127 | 12.241
258 | 22.7827 | 0.32539 | 0.090199 | 0.88163 | 0.04071 | 0.24539 | 22.1126 | 0.91705 | 0.9492 | 0.0044013 | 1.2464 | 1.2225 | 8.7385 | 4.2265 | 2.1078 | 0.86845 | 0.5679 | 0.073981 | 7.2589 | 0.75816 | 0.87076 | 12.688 | 6.0973 | 14.8039
259 | 24.4818 | 0.35109 | 0.085257 | 0.81476 | 0.049648 | 0.23645 | 18.8697 | 0.92632 | 0.94356 | 0.22146 | 1.1722 | 1.3839 | 11.4132 | 3.3047 | 0.58114 | 1.3922 | 0.86639 | 0.065982 | 7.9182 | 0.77805 | 0.90611 | 13.0173 | 6.7189 | 13.311
260 | 31.4813 | 0.31267 | 0.090841 | 0.89775 | 0.058638 | 0.1795 | 17.4867 | 0.90141 | 0.93732 | 0.75705 | 1.3173 | 1.3559 | 11.3892 | 3.016 | 1.5521 | 0.54522 | 0.76246 | 0.022966 | 9.1943 | 0.75911 | 0.82402 | 10.7562 | 9.8135 | 14.0335
261 | 31.6069 | 0.29981 | 0.089335 | 0.87063 | 0.044446 | 0.21639 | 18.9604 | 0.81186 | 0.93129 | 0.71185 | 1.2279 | 1.6535 | 11.6658 | 2.3093 | 3.1419 | 1.9823 | 0.82569 | 0.034642 | 9.5953 | 0.83353 | 0.86593 | 8.0948 | 6.5287 | 14.0698
262 | 24.498 | 0.34209 | 0.10003 | 0.88375 | 0.063923 | 0.18966 | 22.2956 | 0.87588 | 0.95884 | 0.20291 | 1.3767 | 1.3775 | 13.467 | 3.559 | 3.3201 | 0.97553 | 1.1982 | 0.021142 | 8.1174 | 0.79649 | 0.86617 | 12.7291 | 8.2055 | 11.7847
263 | 19.4366 | 0.30316 | 0.10336 | 0.90579 | 0.048765 | 0.19619 | 21.7915 | 0.90736 | 0.94124 | 0.24806 | 1.4162 | 1.6357 | 13.7223 | 2.2709 | 0.95909 | 0.55145 | 0.78002 | 0.076184 | 6.3538 | 0.78634 | 0.7906 | 10.3407 | 8.1642 | 14.7274
264 | 27.6913 | 0.30068 | 0.078274 | 0.89682 | 0.054822 | 0.2263 | 21.1986 | 0.87182 | 0.9507 | 0.27087 | 1.1736 | 1.7271 | 7.125 | 4.6301 | 1.1306 | 0.53829 | 0.17595 | 0.038458 | 7.5179 | 0.8551 | 0.81986 | 12.039 | 7.7188 | 15.3686
265 | 21.7105 | 0.28273 | 0.099988 | 0.88898 | 0.042115 | 0.1948 | 26.2801 | 0.91016 | 0.95424 | 0.34951 | 1.2071 | 1.3083 | 11.6066 | 5.0506 | 1.5186 | 1.4747 | 0.51912 | 0.042186 | 9.3108 | 0.75051 | 0.84972 | 6.5005 | 8.5165 | 10.5301
266 | 27.7825 | 0.26422 | 0.10047 | 0.88104 | 0.063084 | 0.20359 | 20.3792 | 0.90107 | 0.94426 | 0.57634 | 1.1859 | 1.5339 | 11.8189 | 1.3247 | 1.9369 | 0.53995 | 1.095 | 0.059244 | 8.412 | 0.80707 | 0.90468 | 9.5401 | 8.2525 | 8.1573
267 | 21.6133 | 0.34582 | 0.093118 | 0.87271 | 0.057263 | 0.20518 | 19.3146 | 0.87151 | 0.93647 | 0.15379 | 1.3032 | 1.7539 | 10.2882 | 1.6276 | 1.5124 | 0.58343 | 0.055666 | 0.076369 | 9.2339 | 0.73968 | 0.86675 | 11.9397 | 7.1642 | 14.8931
268 | 14.9085 | 0.29555 | 0.10812 | 0.90701 | 0.055896 | 0.19211 | 23.7341 | 0.87872 | 0.95686 | 0.13735 | 0.97992 | 1.2833 | 14.18 | 4.3004 | 2.3087 | 1.5276 | 0.48751 | 0.046576 | 6.8936 | 0.76794 | 0.82423 | 7.4557 | 7.6589 | 10.4924
269 | 25.966 | 0.27974 | 0.094839 | 0.83768 | 0.053872 | 0.20315 | 26.5053 | 0.81217 | 0.94337 | 0.053661 | 1.0934 | 1.5079 | 14.0879 | 3.1985 | 1.2431 | 0.98875 | 1.1726 | 0.031523 | 8.0906 | 0.81681 | 0.79163 | 9.7287 | 6.8258 | 9.9892
270 | 24.2504 | 0.33622 | 0.095296 | 0.86651 | 0.038827 | 0.21218 | 12.4164 | 0.85111 | 0.95157 | 0.022262 | 1.5408 | 1.6792 | 10.126 | 1.2671 | 1.5964 | 1.2257 | 0.18309 | 0.028758 | 6.8169 | 0.75592 | 0.8711 | 7.6208 | 7.5028 | 9.8193
271 | 22.893 | 0.31589 | 0.087214 | 0.89197 | 0.041251 | 0.21276 | 16.4549 | 0.85463 | 0.93763 | 0.5627 | 1.0606 | 1.5372 | 11.5708 | 4.6908 | 1.7041 | 1.073 | 1.1721 | 0.073489 | 7.0763 | 0.80837 | 0.84051 | 8.7605 | 7.1894 | 8.4716
272 | 28.5042 | 0.34726 | 0.096687 | 0.89377 | 0.053499 | 0.19308 | 18.9174 | 0.92307 | 0.93014 | 0.40357 | 1.2735 | 1.549 | 10.1926 | 2.8549 | 3.8665 | 0.56629 | 0.83012 | 0.03362 | 7.1246 | 0.74686 | 0.80439 | 12.885 | 8.5469 | 13.7544
273 | 18.4445 | 0.30728 | 0.11287 | 0.88888 | 0.036684 | 0.1845 | 13.1106 | 0.8792 | 0.94674 | 0.14963 | 1.3139 | 1.669 | 8.0022 | 2.4031 | 2.3961 | 0.87921 | 0.18842 | 0.046328 | 9.5202 | 0.81244 | 0.84639 | 11.5448 | 7.3526 | 15.9992
274 | 29.2275 | 0.31575 | 0.092767 | 0.86673 | 0.037503 | 0.19346 | 21.1147 | 0.80357 | 0.93025 | 0.31432 | 1.0789 | 1.7661 | 6.3487 | 3.1907 | 3.5319 | 1.1308 | 0.74102 | 0.025891 | 9.7095 | 0.77566 | 0.83582 | 9.3282 | 7.0435 | 15.8978
275 | 13.1741 | 0.29272 | 0.098345 | 0.82001 | 0.056928 | 0.22587 | 21.0852 | 0.91344 | 0.93393 | 0.5774 | 1.0225 | 1.7099 | 11.6907 | 2.9084 | 3.1811 | 1.5237 | 0.75114 | 0.066028 | 9.1241 | 0.7503 | 0.84975 | 8.8665 | 6.5696 | 12.4962
276 | 21.376 | 0.31381 | 0.084791 | 0.89558 | 0.067435 | 0.18709 | 22.6682 | 0.85008 | 0.92634 | 0.37938 | 1.1219 | 1.1553 | 11.1232 | 4.3619 | 3.4904 | 1.7242 | 0.061296 | 0.04354 | 6.0568 | 0.86712 | 0.79819 | 10.0535 | 7.2997 | 14.2566
277 | 18.3682 | 0.26746 | 0.10209 | 0.91142 | 0.04874 | 0.21078 | 15.8322 | 0.78456 | 0.94863 | 0.36612 | 1.2003 | 1.4346 | 12.4267 | 2.9563 | 2.2373 | 0.45369 | 1.1906 | 0.067979 | 7.0653 | 0.86246 | 0.79946 | 12.5597 | 8.5139 | 13.1987
278 | 22.3732 | 0.33632 | 0.075017 | 0.83904 | 0.044985 | 0.19906 | 14.9864 | 0.83347 | 0.90792 | 0.025517 | 1.0018 | 1.5092 | 10.7838 | 2.3244 | 2.405 | 1.9511 | 0.40701 | 0.053247 | 8.2397 | 0.85018 | 0.88948 | 10.3887 | 7.8976 | 15.5547
279 | 16.2116 | 0.32288 | 0.090626 | 0.91054 | 0.037306 | 0.21095 | 26.4022 | 0.83082 | 0.95356 | 0.39784 | 1.0813 | 1.8284 | 10.7405 | 3.4319 | 2.1516 | 0.82286 | 0.85324 | 0.065257 | 9.9373 | 0.78158 | 0.906 | 10.0914 | 6.266 | 13.1766
280 | 27.0436 | 0.30535 | 0.094167 | 0.84067 | 0.064544 | 0.20887 | 16.2473 | 0.87817 | 0.92241 | 0.12242 | 1.3453 | 1.6025 | 6.2717 | 3.0397 | 3.8695 | 1.545 | 0.45893 | 0.034854 | 6.8463 | 0.77411 | 0.87721 | 11.5581 | 8.9757 | 12.6996
281 | 21.6838 | 0.2718 | 0.091549 | 0.83075 | 0.046505 | 0.18015 | 17.2711 | 0.84592 | 0.95175 | 0.52086 | 1.5097 | 1.4839 | 16.9456 | 0.91232 | 3.1571 | 1.2634 | 0.33799 | 0.042133 | 9.2091 | 0.83292 | 0.84668 | 6.7547 | 7.0582 | 14.0877
282 | 24.9468 | 0.29637 | 0.11728 | 0.8897 | 0.062576 | 0.19407 | 19.1639 | 0.89835 | 0.94002 | 0.055271 | 1.2789 | 1.4168 | 12.0017 | 1.5018 | 2.8343 | 1.8544 | 0.99665 | 0.055667 | 9.4509 | 0.73934 | 0.84715 | 8.2895 | 6.2499 | 9.9344
283 | 21.5175 | 0.2903 | 0.084498 | 0.86394 | 0.043606 | 0.22672 | 13.5461 | 0.84258 | 0.94827 | 0.27621 | 1.2221 | 1.3985 | 9.1279 | 4.5866 | 1.8149 | 0.45228 | 0.0889 | 0.033966 | 7.4133 | 0.79183 | 0.8099 | 6.9263 | 8.5653 | 12.7387
284 | 11.9207 | 0.31896 | 0.069347 | 0.91299 | 0.033864 | 0.2128 | 21.6783 | 0.8883 | 0.96533 | 0.18903 | 1.5387 | 1.8584 | 12.1279 | 1.5113 | 1.7772 | 1.5601 | 1.1474 | 0.04182 | 9.3783 | 0.79931 | 0.78745 | 8.4273 | 7.889 | 12.9257
285 | 25.9253 | 0.30116 | 0.076177 | 0.86338 | 0.038325 | 0.19044 | 23.5794 | 0.89481 | 0.96025 | 0.68403 | 1.144 | 1.8028 | 11.1083 | 1.7961 | 0.50989 | 1.2609 | 0.070121 | 0.041056 | 8.4181 | 0.79674 | 0.81294 | 6.8184 | 8.6161 | 11.8121
286 | 30.9367 | 0.33983 | 0.10459 | 0.87071 | 0.053572 | 0.21686 | 11.4443 | 0.8175 | 0.92615 | 0.080535 | 1.3014 | 1.4745 | 8.8706 | 3.7232 | 2.6246 | 1.0426 | 0.27601 | 0.024148 | 7.4321 | 0.79754 | 0.86394 | 11.0457 | 7.8193 | 12.9786
287 | 31.8344 | 0.3244 | 0.088361 | 0.90251 | 0.051038 | 0.20226 | 20.2638 | 0.84535 | 0.93704 | 0.36744 | 1.5455 | 1.5818 | 11.9663 | 1.8159 | 1.2634 | 0.85599 | 0.43621 | 0.021478 | 7.8377 | 0.73149 | 0.79261 | 5.5853 | 9.7002 | 10.0612
288 | 16.5737 | 0.31152 | 0.077621 | 0.90433 | 0.047911 | 0.19092 | 15.7073 | 0.88129 | 0.92724 | 0.065431 | 1.2229 | 1.1828 | 13.2547 | 2.8246 | 1.3787 | 1.2942 | 0.57121 | 0.021911 | 6.5326 | 0.83111 | 0.79327 | 10.3912 | 9.9878 | 10.6978
289 | 13.3816 | 0.31071 | 0.11829 | 0.89443 | 0.071413 | 0.18264 | 22.8279 | 0.84087 | 0.94973 | 0.54053 | 1.3552 | 1.5599 | 13.1488 | 1.8016 | 2.6741 | 1.0773 | 1.0326 | 0.043189 | 7.0624 | 0.83405 | 0.86358 | 9.9304 | 7.535 | 8.2793
290 | 20.6768 | 0.30079 | 0.087741 | 0.90214 | 0.066515 | 0.18058 | 22.2119 | 0.93881 | 0.9435 | 0.073957 | 1.3115 | 1.5447 | 14.3349 | 1.0105 | 2.0194 | 1.3966 | 0.09724 | 0.048809 | 9.7975 | 0.78355 | 0.82466 | 13.4796 | 8.0391 | 11.2296
291 | 26.4837 | 0.30231 | 0.077648 | 0.877 | 0.041688 | 0.21369 | 15.8014 | 0.90549 | 0.94295 | 0.0095452 | 1.0902 | 1.3384 | 9.2479 | 1.135 | 1.9411 | 1.942 | 0.8727 | 0.060721 | 9.9216 | 0.80577 | 0.78222 | 8.709 | 9.5775 | 13.9194
292 | 18.5801 | 0.33055 | 0.089994 | 0.9063 | 0.045894 | 0.21654 | 12.7269 | 0.79144 | 0.9101 | 0.44502 | 1.1338 | 1.1273 | 15.6565 | 3.6627 | 3.6828 | 0.46755 | 0.25468 | 0.043983 | 8.637 | 0.75794 | 0.8164 | 12.7434 | 6.5729 | 8.0659
293 | 22.8764 | 0.32672 | 0.10352 | 0.86385 | 0.056485 | 0.20852 | 20.2633 | 0.90155 | 0.95678 | 0.24032 | 1.1055 | 1.3977 | 10.2139 | 2.0211 | 2.8468 | 0.47312 | 0.35185 | 0.076404 | 8.7317 | 0.79106 | 0.84735 | 13.6295 | 6.9181 | 11.4073
294 | 18.9456 | 0.28143 | 0.094107 | 0.85951 | 0.070466 | 0.21526 | 18.7924 | 0.79395 | 0.95917 | 0.25557 | 1.1141 | 1.2303 | 8.517 | 2.4516 | 0.76502 | 1.2376 | 0.066415 | 0.027182 | 8.4411 | 0.79825 | 0.85101 | 7.4183 | 8.7618 | 14.8628
295 | 18.5427 | 0.3106 | 0.067169 | 0.91371 | 0.066713 | 0.19736 | 18.5424 | 0.91514 | 0.92711 | 0.29657 | 1.4896 | 1.8702 | 7.875 | 2.9401 | 2.96 | 1.0669 | 0.1337 | 0.036953 | 7.9551 | 0.83973 | 0.86492 | 9.1674 | 7.9144 | 12.6455
296 | 27.0182 | 0.29707 | 0.10166 | 0.84716 | 0.047743 | 0.19353 | 13.4651 | 0.90907 | 0.95373 | 0.26969 | 1.369 | 1.7921 | 10.3769 | 1.7352 | 3.5242 | 0.72399 | 0.72647 | 0.040277 | 6.6319 | 0.77789 | 0.80026 | 9.2021 | 7.6326 | 14.5499
297 | 20.4898 | 0.29334 | 0.11624 | 0.84942 | 0.060517 | 0.19103 | 11.2956 | 0.89971 | 0.96491 | 0.3159 | 1.38 | 1.7052 | 8.6353 | 4.4842 | 3.9999 | 0.83101 | 0.43949 | 0.04691 | 8.2179 | 0.74235 | 0.85723 | 11.8401 | 6.3315 | 11.3613
298 | 23.3795 | 0.30784 | 0.079402 | 0.89464 | 0.037673 | 0.24267 | 14.3878 | 0.84855 | 0.94369 | 0.18533 | 1.0834 | 1.4694 | 12.0826 | 4.962 | 3.0363 | 1.7379 | 0.25188 | 0.064028 | 6.9026 | 0.82135 | 0.84887 | 6.1693 | 7.6098 | 11.3164
299 | 19.6569 | 0.33002 | 0.1053 | 0.84848 | 0.038003 | 0.22166 | 15.6879 | 0.92446 | 0.95637 | 0.22992 | 0.99873 | 1.6819 | 11.3041 | 2.5406 | 2.8797 | 1.2689 | 0.27352 | 0.040773 | 8.5413 | 0.78802 | 0.83631 | 10.1475 | 9.2864 | 10.855
300 | 22.7633 | 0.35131 | 0.061874 | 0.84294 | 0.055988 | 0.24404 | 20.1298 | 0.80575 | 0.9284 | 0.62469 | 1.3717 | 1.5042 | 14.2504 | 2.9279 | 2.552 | 0.80461 | 1.1065 | 0.040518 | 9.5065 | 0.77588 | 0.84928 | 8.1407 | 8.8823 | 12.1187
301 | 33.1273 | 0.3436 | 0.07309 | 0.82964 | 0.052188 | 0.19741 | 17.8626 | 0.88391 | 0.94992 | 0.085655 | 1.4496 | 1.2255 | 11.2753 | 1.7124 | 3.0747 | 1.6989 | 0.59704 | 0.067759 | 6.1605 | 0.81031 | 0.87792 | 9.3464 | 8.0405 | 13.4587
302 | 19.8818 | 0.31306 | 0.099269 | 0.90082 | 0.057053 | 0.19573 | 18.6343 | 0.80121 | 0.96086 | 0.34339 | 0.9443 | 1.3055 | 10.5642 | 4.2151 | 2.4697 | 1.9238 | 0.05106 | 0.069529 | 6.5365 | 0.846 | 0.81043 | 13.1239 | 7.5945 | 11.3595
303 | 12.8979 | 0.33113 | 0.11515 | 0.90878 | 0.035774 | 0.23087 | 16.9683 | 0.78629 | 0.9248 | 0.18402 | 1.4768 | 1.5551 | 14.6154 | 1.1997 | 0.83287 | 0.99845 | 0.73288 | 0.068683 | 7.3261 | 0.78886 | 0.83641 | 6.3924 | 9.1498 | 10.8299
304 | 21.3128 | 0.28234 | 0.078196 | 0.90108 | 0.042602 | 0.22955 | 21.1002 | 0.90968 | 0.94511 | 0.060709 | 1.0841 | 1.2613 | 11.5166 | 4.1722 | 3.0551 | 1.3635 | 1.1336 | 0.035423 | 9.2926 | 0.73273 | 0.89039 | 8.0509 | 9.7206 | 10.8726
305 | 21.6989 | 0.29718 | 0.070272 | 0.82982 | 0.053267 | 0.18669 | 20.2816 | 0.9271 | 0.95267 | 0.1324 | 1.0537 | 1.5255 | 15.1346 | 3.1314 | 3.9684 | 0.87775 | 0.42823 | 0.020159 | 9.8787 | 0.74491 | 0.87403 | 9.6342 | 9.2697 | 10.331
306 | 31.3855 | 0.25782 | 0.10283 | 0.91361 | 0.072531 | 0.20623 | 21.4546 | 0.93761 | 0.93846 | 0.22872 | 1.5002 | 1.6337 | 5.5678 | 4.9176 | 2.4145 | 1.76 | 0.56008 | 0.043661 | 6.4581 | 0.76916 | 0.84937 | 5.6916 | 7.2471 | 8.6328
307 | 23.3176 | 0.31288 | 0.088056 | 0.8955 | 0.065272 | 0.21443 | 25.2767 | 0.88517 | 0.95367 | 0.005302 | 1.5127 | 1.5036 | 14.447 | 2.6383 | 1.2795 | 1.3845 | 1.1859 | 0.070922 | 9.5275 | 0.77901 | 0.88597 | 12.8032 | 9.169 | 9.3429
308 | 15.8701 | 0.34447 | 0.10064 | 0.90174 | 0.056835 | 0.2064 | 21.0088 | 0.86576 | 0.93517 | 0.35303 | 0.97932 | 1.3677 | 11.0981 | 2.8479 | 3.9564 | 0.95062 | 1.0633 | 0.042023 | 6.0974 | 0.85397 | 0.85118 | 12.4753 | 9.8817 | 9.7455
309 | 31.2332 | 0.32402 | 0.082867 | 0.88202 | 0.048832 | 0.22657 | 25.4193 | 0.82366 | 0.93908 | 0.14066 | 1.1155 | 1.4639 | 15.9719 | 4.3246 | 1.4382 | 0.67616 | 0.32734 | 0.077267 | 8.8878 | 0.76833 | 0.77847 | 9.6281 | 9.2152 | 13.829
310 | 29.0025 | 0.28477 | 0.11504 | 0.88313 | 0.043918 | 0.20525 | 24.7049 | 0.87609 | 0.93377 | 0.045495 | 1.0912 | 1.3871 | 11.6716 | 2.074 | 3.4947 | 1.4299 | 1.1409 | 0.078895 | 6.89 | 0.86364 | 0.9039 | 8.3768 | 7.5205 | 9.6661
311 | 29.5236 | 0.33706 | 0.084238 | 0.84079 | 0.05602 | 0.21885 | 22.9241 | 0.91291 | 0.94428 | 0.58313 | 1.4022 | 1.4284 | 11.456 | 3.24 | 1.904 | 1.2516 | 0.35375 | 0.039647 | 8.5465 | 0.8482 | 0.89605 | 10.2683 | 9.7832 | 9.2719
312 | 14.1575 | 0.31872 | 0.088759 | 0.88527 | 0.064343 | 0.20123 | 19.8056 | 0.78555 | 0.93665 | 0.1286 | 1.0254 | 1.5414 | 14.0965 | 2.2601 | 0.75322 | 1.4108 | 0.88999 | 0.074907 | 7.2203 | 0.77215 | 0.86571 | 10.2442 | 7.5058 | 10.7341
313 | 22.8579 | 0.32146 | 0.10615 | 0.83927 | 0.058355 | 0.20429 | 18.5304 | 0.89672 | 0.95725 | 0.23255 | 1.3922 | 1.3038 | 13.5715 | 2.1268 | 3.4251 | 1.587 | 0.91967 | 0.0676 | 9.1702 | 0.80968 | 0.85433 | 10.3711 | 8.3295 | 12.8113
314 | 33.5119 | 0.30843 | 0.094075 | 0.85714 | 0.053293 | 0.24483 | 12.6091 | 0.8112 | 0.95954 | 0.28161 | 0.98181 | 1.596 | 9.4576 | 0.98823 | 0.61525 | 1.4546 | 0.55716 | 0.077881 | 8.231 | 0.77948 | 0.85941 | 9.258 | 7.881 | 13.7157
315 | 22.7318 | 0.32627 | 0.067242 | 0.8915 | 0.052813 | 0.1943 | 27.0345 | 0.88752 | 0.92465 | 0.68876 | 1.1308 | 1.3728 | 16.1329 | 3.4684 | 0.60181 | 1.9021 | 0.41951 | 0.057592 | 6.8277 | 0.75155 | 0.81257 | 11.0866 | 7.463 | 10.123
316 | 24.5158 | 0.27651 | 0.090359 | 0.9029 | 0.052047 | 0.20774 | 26.9548 | 0.90286 | 0.92449 | 0.43111 | 1.2197 | 1.375 | 8.3583 | 1.4841 | 1.1209 | 1.6615 | 0.75719 | 0.046068 | 8.8655 | 0.8129 | 0.88802 | 8.6318 | 9.2565 | 11.6861
317 | 22.8344 | 0.30302 | 0.10927 | 0.8834 | 0.056221 | 0.1984 | 17.8101 | 0.89766 | 0.94423 | 0.54902 | 1.0092 | 1.7471 | 15.4646 | 3.3769 | 2.6727 | 0.63092 | 0.14114 | 0.048685 | 7.458 | 0.80679 | 0.88049 | 8.995 | 9.8437 | 8.6013
318 | 23.093 | 0.29734 | 0.081014 | 0.87138 | 0.048136 | 0.22189 | 25.1353 | 0.85479 | 0.95345 | 0.27285 | 0.93831 | 1.7588 | 12.9638 | 1.6817 | 3.2803 | 1.7595 | 1.0501 | 0.027771 | 6.6437 | 0.762 | 0.85425 | 12.2616 | 6.2137 | 14.944
319 | 23.4913 | 0.34024 | 0.091659 | 0.90792 | 0.05435 | 0.19329 | 20.8291 | 0.89091 | 0.92848 | 0.24169 | 1.3458 | 1.7227 | 10.1409 | 3.4644 | 1.2056 | 1.6752 | 0.38511 | 0.031872 | 8.889 | 0.78976 | 0.83966 | 8.7157 | 9.4889 | 12.7525
320 | 18.4678 | 0.27528 | 0.074876 | 0.8479 | 0.039201 | 0.23434 | 12.0053 | 0.81817 | 0.91733 | 0.023051 | 1.3526 | 1.8372 | 8.3708 | 2.0061 | 0.90396 | 1.994 | 0.74816 | 0.024087 | 9.6531 | 0.79605 | 0.8208 | 5.773 | 7.7205 | 13.703
321 | 19.9151 | 0.30183 | 0.10468 | 0.82701 | 0.041625 | 0.1843 | 25.531 | 0.84905 | 0.939 | 0.31011 | 1.5109 | 1.7032 | 10.6528 | 2.7687 | 2.5493 | 1.1173 | 1.1845 | 0.070955 | 6.3149 | 0.76558 | 0.82284 | 12.0856 | 8.8592 | 13.0069
322 | 28.1174 | 0.36179 | 0.10369 | 0.85003 | 0.0509 | 0.20867 | 13.1794 | 0.86499 | 0.93945 | 0.091053 | 1.5044 | 1.8691 | 10.3989 | 2.5908 | 3.5491 | 1.8185 | 0.71723 | 0.048793 | 8.2616 | 0.84858 | 0.90322 | 8.2139 | 6.5498 | 9.6307
323 | 25.0059 | 0.33422 | 0.094348 | 0.87165 | 0.055655 | 0.18612 | 23.8411 | 0.89492 | 0.94696 | 0.3615 | 1.3361 | 1.5847 | 9.7497 | 1.2937 | 0.99615 | 1.1838 | 1.1456 | 0.02703 | 8.5499 | 0.84797 | 0.84228 | 9.3566 | 9.1327 | 14.2874
324 | 26.0343 | 0.2807 | 0.096155 | 0.87457 | 0.05494 | 0.2202 | 14.0217 | 0.81822 | 0.93975 | 0.26515 | 1.217 | 1.4214 | 11.9321 | 4.1119 | 2.2645 | 1.1289 | 0.86342 | 0.040179 | 9.2247 | 0.86441 | 0.84945 | 11.1976 | 6.1321 | 15.8763
325 | 21.5423 | 0.32324 | 0.10151 | 0.89371 | 0.055674 | 0.19788 | 16.7831 | 0.84117 | 0.94712 | 0.20242 | 1.1699 | 1.5665 | 12.1003 | 2.4749 | 3.5413 | 1.3362 | 0.80174 | 0.078279 | 9.4994 | 0.75661 | 0.85694 | 9.936 | 7.5863 | 12.1107
326 | 19.3259 | 0.29487 | 0.091392 | 0.84457 | 0.055291 | 0.19267 | 16.6122 | 0.87907 | 0.93215 | 0.37561 | 1.4506 | 1.2722 | 11.0901 | 2.0468 | 3.5062 | 1.8261 | 0.29921 | 0.075391 | 7.0696 | 0.78524 | 0.82959 | 8.7055 | 8.5782 | 14.5221
327 | 24.1041 | 0.28507 | 0.093392 | 0.83704 | 0.06751 | 0.21914 | 23.3762 | 0.78839 | 0.94182 | 0.12622 | 1.5168 | 1.7282 | 9.2673 | 2.3568 | 1.7735 | 1.9591 | 0.090096 | 0.050461 | 7.3118 | 0.8148 | 0.8211 | 7.8998 | 7.0071 | 13.959
328 | 28.2319 | 0.33932 | 0.11274 | 0.84444 | 0.052745 | 0.20148 | 17.7439 | 0.89126 | 0.92279 | 0.027196 | 1.3994 | 1.8481 | 14.0091 | 2.621 | 2.9966 | 1.1462 | 0.39485 | 0.049104 | 8.3603 | 0.78503 | 0.77041 | 10.1272 | 6.3498 | 14.0405
329 | 16.7254 | 0.31051 | 0.11079 | 0.86283 | 0.040866 | 0.19374 | 25.9807 | 0.83756 | 0.91997 | 0.17872 | 1.155 | 1.2968 | 12.9791 | 3.8212 | 1.8417 | 1.4816 | 0.71403 | 0.038411 | 7.8554 | 0.7464 | 0.8451 | 10.1339 | 8.1435 | 15.5096
330 | 28.5378 | 0.35306 | 0.08887 | 0.88027 | 0.050005 | 0.21104 | 21.409 | 0.83006 | 0.94564 | 0.28728 | 1.5302 | 1.2576 | 14.41 | 4.4024 | 1.8258 | 1.2402 | 0.67852 | 0.03512 | 9.9271 | 0.78557 | 0.92458 | 7.3804 | 9.6303 | 14.8173
331 | 16.986 | 0.28254 | 0.10449 | 0.87914 | 0.050602 | 0.22323 | 26.2235 | 0.87636 | 0.94431 | 0.11092 | 1.2078 | 1.3466 | 9.6785 | 1.0832 | 3.071 | 0.78548 | 0.56441 | 0.022723 | 8.4805 | 0.86087 | 0.88821 | 11.3733 | 6.1456 | 12.08
332 | 21.7196 | 0.32655 | 0.10256 | 0.84027 | 0.054868 | 0.24779 | 25.0558 | 0.87488 | 0.92986 | 0.78957 | 1.2846 | 1.8149 | 6.4618 | 3.9914 | 3.0507 | 1.0584 | 0.94702 | 0.026511 | 9.8724 | 0.83049 | 0.82784 | 9.814 | 9.8453 | 8.3332
333 | 19.5059 | 0.29492 | 0.09295 | 0.88412 | 0.055149 | 0.18463 | 28.5696 | 0.91057 | 0.94688 | 0.51666 | 1.3074 | 1.717 | 10.2555 | 1.4925 | 0.54554 | 1.3861 | 0.28828 | 0.050755 | 8.7629 | 0.84459 | 0.83904 | 9.6776 | 8.3948 | 11.8484
334 | 22.6951 | 0.33819 | 0.1018 | 0.87772 | 0.071428 | 0.18776 | 20.6442 | 0.86706 | 0.95279 | 0.62293 | 0.98204 | 1.4706 | 12.7497 | 2.778 | 2.0939 | 1.249 | 0.64703 | 0.028265 | 8.8026 | 0.83806 | 0.84707 | 7.7988 | 7.2129 | 9.3993
335 | 30.7474 | 0.31344 | 0.076355 | 0.82402 | 0.045755 | 0.18819 | 13.3428 | 0.91811 | 0.9552 | 0.023492 | 1.0501 | 1.4191 | 12.6684 | 2.5572 | 1.6864 | 0.61864 | 0.15893 | 0.026844 | 9.813 | 0.76748 | 0.80694 | 13.6012 | 7.5121 | 11.632
336 | 18.6919 | 0.27152 | 0.095037 | 0.87281 | 0.069672 | 0.20479 | 13.4019 | 0.90326 | 0.95146 | 0.27443 | 1.5022 | 1.3765 | 11.3782 | 2.6574 | 2.5808 | 1.6895 | 0.49835 | 0.070582 | 7.5967 | 0.81055 | 0.91416 | 10.633 | 8.0486 | 10.3505
337 | 22.3495 | 0.33317 | 0.098984 | 0.88689 | 0.045625 | 0.22914 | 18.9404 | 0.83495 | 0.9334 | 0.14024 | 1.4224 | 1.6452 | 15.2842 | 3.2103 | 0.81383 | 0.72311 | 1.0092 | 0.061999 | 6.6768 | 0.78435 | 0.91152 | 6.1266 | 8.4791 | 15.2334
338 | 19.9286 | 0.32444 | 0.10616 | 0.82676 | 0.059906 | 0.21242 | 19.122 | 0.88071 | 0.91671 | 0.21464 | 1.3721 | 1.8166 | 12.2935 | 3.8456 | 3.5121 | 1.5478 | 0.19768 | 0.059974 | 8.1411 | 0.79289 | 0.82372 | 7.1631 | 9.3136 | 14.1839
339 | 15.4507 | 0.31988 | 0.080112 | 0.86839 | 0.04054 | 0.20593 | 26.0179 | 0.87287 | 0.93948 | 0.18942 | 1.3438 | 1.6571 | 9.9592 | 2.4551 | 1.0268 | 0.77769 | 0.50918 | 0.073145 | 8.1489 | 0.78794 | 0.79501 | 9.1075 | 8.7782 | 8.2261
340 | 18.7648 | 0.35645 | 0.10499 | 0.86469 | 0.041403 | 0.17634 | 19.6927 | 0.89432 | 0.94876 | 0.27849 | 1.5312 | 1.1328 | 9.406 | 1.9682 | 1.3313 | 1.7541 | 0.14628 | 0.076237 | 9.6655 | 0.81876 | 0.8354 | 10.1737 | 8.131 | 9.0927
341 | 16.4671 | 0.29782 | 0.10935 | 0.91551 | 0.063832 | 0.2308 | 29.1863 | 0.83385 | 0.92929 | 0.10899 | 1.0569 | 1.1287 | 7.2733 | 0.93836 | 1.3417 | 1.1135 | 1.0581 | 0.022467 | 7.6387 | 0.79806 | 0.85515 | 13.2267 | 9.7717 | 11.5731
342 | 29.7381 | 0.3051 | 0.10268 | 0.89658 | 0.043733 | 0.20531 | 18.308 | 0.85175 | 0.90433 | 0.27169 | 1.039 | 1.7564 | 14.0434 | 2.1639 | 3.3792 | 0.44448 | 0.13216 | 0.020556 | 9.0663 | 0.84145 | 0.86691 | 8.5779 | 8.9613 | 15.0769
343 | 27.5812 | 0.3591 | 0.10355 | 0.87578 | 0.078279 | 0.19202 | 20.7673 | 0.8568 | 0.92797 | 0.10258 | 1.4332 | 1.5177 | 11.2215 | 3.399 | 1.5461 | 1.3321 | 0.15499 | 0.038492 | 7.4663 | 0.7818 | 0.84764 | 10.09 | 9.8097 | 14.077
344 | 23.7717 | 0.30027 | 0.097618 | 0.86914 | 0.07498 | 0.2007 | 19.7755 | 0.79578 | 0.93096 | 0.69628 | 1.0822 | 1.5349 | 8.1176 | 2.5873 | 1.7028 | 0.74353 | 0.75163 | 0.07657 | 9.7173 | 0.79197 | 0.88682 | 10.5285 | 6.867 | 15.9089
345 | 20.5262 | 0.33556 | 0.097668 | 0.88054 | 0.061148 | 0.21112 | 18.0498 | 0.88674 | 0.95024 | 0.11473 | 1.2801 | 1.2999 | 13.183 | 3.1718 | 1.0332 | 0.57771 | 1.0156 | 0.062073 | 9.079 | 0.8276 | 0.8994 | 9.6694 | 7.9911 | 9.546
346 | 13.5885 | 0.30063 | 0.084112 | 0.87196 | 0.0389 | 0.22558 | 23.635 | 0.85032 | 0.91183 | 0.15995 | 1.534 | 1.6275 | 9.9205 | 3.1954 | 3.5352 | 0.89009 | 0.09676 | 0.055283 | 9.2629 | 0.77628 | 0.83165 | 10.0726 | 8.7198 | 11.6904
347 | 15.8855 | 0.32587 | 0.097181 | 0.85194 | 0.052294 | 0.22628 | 24.2206 | 0.92394 | 0.94556 | 0.12892 | 1.4878 | 1.5381 | 14.157 | 3.1844 | 1.5319 | 1.3824 | 0.464 | 0.028615 | 7.1873 | 0.78666 | 0.8098 | 7.2384 | 8.0041 | 8.7341
348 | 33.0026 | 0.29009 | 0.091578 | 0.89617 | 0.046799 | 0.17795 | 16.0772 | 0.89305 | 0.95036 | 0.25155 | 0.9915 | 1.6651 | 11.0589 | 2.1167 | 3.4548 | 1.4763 | 0.77416 | 0.03671 | 9.9154 | 0.83664 | 0.82048 | 7.8068 | 8.1454 | 11.2417
349 | 30.0892 | 0.38203 | 0.087485 | 0.88998 | 0.031515 | 0.23449 | 26.5814 | 0.9301 | 0.94959 | 0.3276 | 1.1196 | 1.3452 | 12.1396 | 2.5703 | 0.9526 | 0.98549 | 1.0742 | 0.031359 | 9.2902 | 0.7716 | 0.87028 | 8.6606 | 7.4058 | 10.5678
350 | 13.0513 | 0.30798 | 0.08587 | 0.84957 | 0.06462 | 0.21379 | 28.0214 | 0.87111 | 0.94306 | 0.35205 | 1.5177 | 1.8198 | 13.986 | 2.5982 | 2.7626 | 0.62644 | 1.0931 | 0.028526 | 8.1348 | 0.86171 | 0.835 | 9.6247 | 9.5282 | 10.7087
351 | 21.5826 | 0.38388 | 0.088256 | 0.88099 | 0.073294 | 0.23575 | 24.0499 | 0.92288 | 0.93444 | 0.65565 | 0.94006 | 1.218 | 13.0246 | 1.664 | 2.2035 | 1.3249 | 0.098564 | 0.031612 | 7.385 | 0.7633 | 0.85067 | 10.646 | 6.2222 | 15.6913
352 | 21.3991 | 0.26484 | 0.08476 | 0.85599 | 0.053802 | 0.21213 | 19.4264 | 0.89814 | 0.92083 | 0.20666 | 1.2643 | 1.7196 | 12.9219 | 1.068 | 1.2698 | 0.65456 | 0.31483 | 0.039578 | 6.7155 | 0.81974 | 0.82431 | 11.1655 | 7.9334 | 15.5302
353 | 23.2835 | 0.27957 | 0.10041 | 0.84158 | 0.041108 | 0.19663 | 18.9691 | 0.84467 | 0.91104 | 0.50748 | 1.165 | 1.6541 | 12.95 | 2.3339 | 1.291 | 1.1705 | 0.34488 | 0.053178 | 7.8227 | 0.79766 | 0.82357 | 8.7544 | 9.0863 | 15.7504
354 | 19.9654 | 0.3595 | 0.097353 | 0.91499 | 0.05762 | 0.20882 | 24.4337 | 0.90098 | 0.95481 | 0.016068 | 1.4601 | 1.2587 | 14.859 | 3.4336 | 2.5655 | 1.57 | 0.58963 | 0.045207 | 6.8591 | 0.80634 | 0.88562 | 10.7895 | 7.4704 | 8.9465
355 | 13.0757 | 0.3208 | 0.097912 | 0.89982 | 0.044338 | 0.22766 | 19.4953 | 0.78403 | 0.91623 | 0.12169 | 1.3599 | 1.1826 | 7.4815 | 2.9717 | 2.5077 | 1.5886 | 0.33487 | 0.037716 | 9.9587 | 0.83136 | 0.8283 | 8.3885 | 6.4662 | 11.4177
356 | 20.2319 | 0.29872 | 0.091436 | 0.83942 | 0.047565 | 0.20545 | 20.4737 | 0.84139 | 0.93308 | 0.36852 | 1.1815 | 1.58 | 13.3323 | 3.6205 | 3.6221 | 1.9276 | 0.455 | 0.061446 | 9.1153 | 0.78776 | 0.82962 | 9.7582 | 6.7314 | 11.1713
357 | 26.8746 | 0.28414 | 0.10312 | 0.85791 | 0.049425 | 0.2368 | 27.3568 | 0.86416 | 0.95085 | 0.31702 | 1.4993 | 1.3917 | 10.5463 | 2.2308 | 3.78 | 1.9715 | 0.16988 | 0.035911 | 7.7841 | 0.85358 | 0.80768 | 7.9729 | 9.9533 | 11.2669
358 | 24.3247 | 0.33438 | 0.10895 | 0.90045 | 0.073666 | 0.1964 | 22.9877 | 0.88841 | 0.94748 | 0.61181 | 1.2492 | 1.4238 | 13.5523 | 1.2474 | 2.9315 | 1.9181 | 0.11607 | 0.046408 | 7.0437 | 0.83926 | 0.8419 | 10.835 | 8.4904 | 10.0835
359 | 20.1494 | 0.33573 | 0.10437 | 0.89565 | 0.050528 | 0.20351 | 23.8327 | 0.9221 | 0.94406 | 0.0068415 | 1.2885 | 1.5804 | 13.8391 | 4.0352 | 3.1971 | 0.80945 | 0.31757 | 0.043367 | 8.1588 | 0.78068 | 0.88961 | 5.8818 | 7.8237 | 11.5099
360 | 18.9675 | 0.34707 | 0.089612 | 0.85378 | 0.059844 | 0.20778 | 21.6045 | 0.76888 | 0.95664 | 0.079802 | 1.1769 | 1.3444 | 10.8249 | 3.4198 | 3.2048 | 1.1969 | 0.24367 | 0.051005 | 7.9613 | 0.81988 | 0.82476 | 10.6604 | 6.3126 | 12.0057
361 | 33.2714 | 0.29923 | 0.098892 | 0.89649 | 0.049373 | 0.20651 | 24.0081 | 0.83371 | 0.9543 | 0.09975 | 1.4702 | 1.2953 | 15.7012 | 1.2763 | 2.9842 | 0.89697 | 0.51204 | 0.024557 | 6.0186 | 0.75514 | 0.84876 | 13.9831 | 9.8993 | 10.769
362 | 22.5129 | 0.26921 | 0.068478 | 0.88665 | 0.047664 | 0.22869 | 23.4116 | 0.89237 | 0.9506 | 0.42762 | 1.4027 | 1.4511 | 12.4565 | 2.4395 | 2.8545 | 0.96747 | 1.1839 | 0.072464 | 9.0168 | 0.8304 | 0.90299 | 6.7451 | 7.2221 | 12.5955
363 | 21.8505 | 0.32946 | 0.093569 | 0.81877 | 0.047123 | 0.20685 | 14.5137 | 0.86608 | 0.96383 | 0.58176 | 1.4263 | 1.7913 | 13.4216 | 2.832 | 0.84351 | 1.1231 | 0.835 | 0.042935 | 7.8872 | 0.7882 | 0.86355 | 11.7955 | 6.2581 | 13.5458
364 | 19.8206 | 0.25981 | 0.10163 | 0.89543 | 0.04021 | 0.21071 | 16.207 | 0.87699 | 0.94854 | 0.14901 | 1.0077 | 1.1869 | 8.4965 | 3.0924 | 3.3466 | 0.77106 | 0.29312 | 0.071107 | 9.4277 | 0.72943 | 0.78579 | 10.5673 | 9.3221 | 10.501
365 | 19.8491 | 0.35152 | 0.099753 | 0.87664 | 0.063404 | 0.20753 | 26.0416 | 0.85299 | 0.93644 | 0.099917 | 1.0264 | 1.1313 | 15.0555 | 2.3041 | 2.741 | 1.4324 | 0.21795 | 0.073385 | 7.8609 | 0.76366 | 0.81853 | 6.854 | 6.0184 | 14.7447
366 | 30.5087 | 0.35539 | 0.087952 | 0.86935 | 0.041078 | 0.22238 | 16.0844 | 0.88012 | 0.93998 | 0.10753 | 0.94203 | 1.8449 | 13.508 | 2.5312 | 1.4651 | 1.3218 | 0.60119 | 0.075296 | 8.0122 | 0.80584 | 0.87582 | 11.9132 | 7.1926 | 15.6414
367 | 25.6521 | 0.31285 | 0.071919 | 0.91005 | 0.074562 | 0.20129 | 26.4294 | 0.77649 | 0.95939 | 0.79247 | 0.98431 | 1.1923 | 14.1892 | 1.834 | 0.52481 | 1.5811 | 0.20126 | 0.046197 | 9.8479 | 0.77049 | 0.81458 | 9.6409 | 7.4349 | 11.2892
368 | 20.0004 | 0.28775 | 0.11107 | 0.83886 | 0.051595 | 0.22 | 17.1344 | 0.9269 | 0.93203 | 0.18834 | 0.99466 | 1.3092 | 12.2171 | 5.2235 | 3.6856 | 1.6801 | 0.84369 | 0.052093 | 9.2016 | 0.80845 | 0.80007 | 14.0722 | 6.7541 | 13.4223
369 | 33.673 | 0.27322 | 0.10742 | 0.82609 | 0.063961 | 0.19032 | 28.7912 | 0.81533 | 0.93732 | 0.38439 | 1.3126 | 1.442 | 12.2337 | 3.2815 | 2.7246 | 1.3722 | 0.25944 | 0.058484 | 9.4233 | 0.79021 | 0.91892 | 6.6249 | 8.9811 | 9.6531
370 | 25.0511 | 0.26786 | 0.086758 | 0.90489 | 0.051054 | 0.21488 | 27.6612 | 0.92882 | 0.92525 | 0.48087 | 1.1842 | 1.1627 | 9.3073 | 2.9886 | 0.75739 | 1.1601 | 0.184 | 0.065823 | 8.3897 | 0.81197 | 0.77414 | 10.9717 | 9.1815 | 9.4443
371 | 15.2609 | 0.3172 | 0.10036 | 0.887 | 0.042294 | 0.18747 | 21.0192 | 0.84192 | 0.9575 | 0.21391 | 1.1481 | 1.4853 | 14.4606 | 2.6241 | 3.5814 | 0.47845 | 0.73985 | 0.041131 | 9.8039 | 0.81365 | 0.92109 | 13.5023 | 7.1584 | 12.7204
372 | 21.1536 | 0.30469 | 0.082451 | 0.83505 | 0.047488 | 0.21838 | 16.3743 | 0.88085 | 0.92503 | 0.39533 | 1.2168 | 1.2751 | 12.39 | 3.3721 | 1.4817 | 1.8132 | 0.44355 | 0.063483 | 7.0065 | 0.82496 | 0.82022 | 11.0388 | 8.7853 | 14.9801
373 | 28.4242 | 0.32033 | 0.097871 | 0.8944 | 0.033311 | 0.22097 | 19.3321 | 0.9253 | 0.95498 | 0.12443 | 1.4234 | 1.6344 | 11.5307 | 1.4978 | 1.6342 | 0.76891 | 0.82895 | 0.066976 | 6.9834 | 0.8281 | 0.84285 | 9.7246 | 9.6688 | 8.3801
374 | 22.5222 | 0.29865 | 0.10542 | 0.9034 | 0.045789 | 0.23455 | 15.462 | 0.82967 | 0.93993 | 0.016878 | 1.2378 | 1.3705 | 14.7794 | 2.9642 | 3.2955 | 0.68362 | 1.1048 | 0.036339 | 6.3226 | 0.76086 | 0.87188 | 7.2342 | 9.1633 | 11.4944
375 | 21.6331 | 0.34297 | 0.097381 | 0.91472 | 0.058756 | 0.22139 | 28.4476 | 0.83714 | 0.9448 | 0.23439 | 1.0367 | 1.7319 | 10.0324 | 4.5299 | 1.2325 | 1.4891 | 0.89738 | 0.022429 | 9.032 | 0.77546 | 0.85579 | 6.1855 | 9.7963 | 15.8328
376 | 28.0438 | 0.32487 | 0.073264 | 0.88079 | 0.076067 | 0.1953 | 26.0607 | 0.82422 | 0.95292 | 0.1653 | 1.3389 | 1.4779 | 9.7307 | 2.5011 | 3.6931 | 1.2686 | 0.53474 | 0.0714 | 8.3286 | 0.79478 | 0.8827 | 10.2564 | 8.8 | 8.373
377 | 18.3202 | 0.30374 | 0.072536 | 0.89175 | 0.03743 | 0.20045 | 18.7565 | 0.90804 | 0.94906 | 0.56691 | 1.117 | 1.6308 | 7.7667 | 2.1702 | 1.1401 | 0.75531 | 0.76735 | 0.055074 | 7.9046 | 0.81254 | 0.83554 | 11.4303 | 7.832 | 11.8721
378 | 23.86 | 0.32717 | 0.09136 | 0.89724 | 0.049555 | 0.20986 | 24.6788 | 0.88708 | 0.92348 | 0.193 | 1.3103 | 1.299 | 10.9027 | 2.704 | 2.6458 | 0.43777 | 1.1015 | 0.030845 | 8.2967 | 0.82559 | 0.89157 | 9.8405 | 8.6813 | 12.3302
379 | 22.9634 | 0.34812 | 0.077054 | 0.91429 | 0.037111 | 0.21513 | 19.2595 | 0.92272 | 0.94811 | 0.47048 | 1.1185 | 1.2155 | 9.983 | 3.9872 | 1.3188 | 1.4198 | 1.0662 | 0.049504 | 8.6129 | 0.82906 | 0.83083 | 9.3655 | 9.9678 | 9.4013
380 | 31.0054 | 0.31438 | 0.08976 | 0.86589 | 0.055792 | 0.19037 | 18.5776 | 0.88483 | 0.93544 | 0.74653 | 1.2722 | 1.6716 | 8.8544 | 3.829 | 2.691 | 1.3356 | 0.9482 | 0.039713 | 6.4181 | 0.7652 | 0.83951 | 10.9433 | 9.2022 | 8.096
381 | 20.407 | 0.36715 | 0.089803 | 0.88848 | 0.041803 | 0.23529 | 23.2578 | 0.87237 | 0.94605 | 0.035352 | 1.0738 | 1.3105 | 12.0914 | 2.9519 | 3.9328 | 0.58072 | 1.0353 | 0.043409 | 8.5884 | 0.86003 | 0.80426 | 10.3831 | 6.2409 | 15.5472
382 | 25.7774 | 0.34576 | 0.093945 | 0.91568 | 0.034795 | 0.2314 | 18.9008 | 0.87301 | 0.91759 | 0.69177 | 1.4122 | 1.6395 | 7.68 | 5.3144 | 0.64436 | 0.84822 | 0.17907 | 0.029902 | 8.248 | 0.79723 | 0.84908 | 14.2273 | 8.1013 | 10.0393
383 | 26.9348 | 0.28815 | 0.087687 | 0.90436 | 0.056274 | 0.19303 | 19.0553 | 0.77307 | 0.95486 | 0.044268 | 1.5379 | 1.3201 | 8.6134 | 0.91899 | 3.7684 | 1.7905 | 0.50127 | 0.044022 | 6.5871 | 0.81718 | 0.92188 | 7.8623 | 6.1718 | 8.0444
384 | 25.1866 | 0.36558 | 0.084613 | 0.90859 | 0.059364 | 0.21422 | 24.7912 | 0.89406 | 0.93578 | 0.76173 | 1.3783 | 1.1254 | 13.8215 | 3.2947 | 3.0617 | 1.5958 | 0.98301 | 0.045622 | 7.0757 | 0.798 | 0.81556 | 10.8727 | 6.1947 | 14.9349
385 | 19.1843 | 0.29764 | 0.11071 | 0.86922 | 0.0596 | 0.21729 | 21.5345 | 0.82104 | 0.96109 | 0.09457 | 1.1424 | 1.3702 | 13.4402 | 4.4972 | 1.2086 | 1.2303 | 0.91129 | 0.046776 | 8.6474 | 0.85444 | 0.80911 | 7.4758 | 9.3827 | 10.5908
386 | 18.2935 | 0.32834 | 0.09278 | 0.90284 | 0.046023 | 0.22745 | 18.0677 | 0.84387 | 0.95534 | 0.32589 | 1.5007 | 1.343 | 9.7808 | 1.6692 | 3.8353 | 1.3028 | 1.0024 | 0.060938 | 7.4375 | 0.85046 | 0.85561 | 11.4765 | 7.4264 | 14.6012
387 | 14.4012 | 0.25938 | 0.072711 | 0.89365 | 0.064747 | 0.2423 | 20.087 | 0.9207 | 0.9186 | 0.15915 | 0.96421 | 1.6519 | 10.9154 | 3.4485 | 2.2808 | 1.188 | 0.82421 | 0.041611 | 6.0317 | 0.84055 | 0.83784 | 9.1218 | 6.8758 | 13.5059
388 | 20.9366 | 0.30207 | 0.079545 | 0.87889 | 0.070869 | 0.20163 | 19.0403 | 0.84904 | 0.9522 | 0.084409 | 1.2013 | 1.7548 | 14.3114 | 4.4657 | 1.3108 | 0.78294 | 0.65562 | 0.03708 | 8.8195 | 0.78604 | 0.87519 | 12.9772 | 8.9026 | 9.424
389 | 20.4338 | 0.31097 | 0.1095 | 0.84177 | 0.056962 | 0.222 | 20.8101 | 0.88004 | 0.93888 | 0.17562 | 0.99897 | 1.1697 | 10.7351 | 2.7141 | 0.90061 | 1.7793 | 0.54947 | 0.078498 | 6.2101 | 0.7992 | 0.86199 | 9.14 | 7.7825 | 9.6355
390 | 24.3043 | 0.31011 | 0.090058 | 0.81694 | 0.048313 | 0.20019 | 20.1806 | 0.906 | 0.91284 | 0.19353 | 1.0149 | 1.8749 | 7.3254 | 2.8539 | 2.9943 | 0.76418 | 0.88586 | 0.049306 | 7.1431 | 0.79975 | 0.89387 | 11.8851 | 6.0746 | 13.5154
391 | 29.2754 | 0.31921 | 0.096805 | 0.83995 | 0.069077 | 0.20791 | 22.945 | 0.8322 | 0.95819 | 0.62515 | 1.5185 | 1.6251 | 8.1441 | 2.2048 | 0.76685 | 0.45057 | 0.34381 | 0.054196 | 6.2643 | 0.79406 | 0.85182 | 12.9532 | 9.8596 | 8.6177
392 | 29.9654 | 0.37143 | 0.089826 | 0.8615 | 0.050241 | 0.2241 | 25.0794 | 0.91466 | 0.95388 | 0.028744 | 1.1039 | 1.294 | 8.9743 | 2.2487 | 3.9063 | 1.6412 | 0.19135 | 0.04375 | 6.3843 | 0.80377 | 0.82977 | 8.6022 | 9.0517 | 10.1166
393 | 27.9503 | 0.35854 | 0.06355 | 0.8819 | 0.055366 | 0.20266 | 12.1206 | 0.80823 | 0.94257 | 0.46551 | 1.5297 | 1.7813 | 7.5879 | 2.0764 | 3.548 | 0.5568 | 0.11152 | 0.041406 | 9.9062 | 0.80612 | 0.90703 | 11.4068 | 9.7169 | 14.7814
394 | 21.7805 | 0.3353 | 0.088574 | 0.85523 | 0.052945 | 0.20414 | 23.0596 | 0.77243 | 0.96407 | 0.65262 | 1.5597 | 1.456 | 10.1336 | 2.7212 | 2.0613 | 0.47784 | 0.2357 | 0.0675 | 7.6143 | 0.82823 | 0.79809 | 9.8912 | 7.6976 | 10.7769
395 | 28.1621 | 0.26901 | 0.082784 | 0.8337 | 0.049129 | 0.23208 | 25.1592 | 0.85169 | 0.96042 | 0.63895 | 1.5285 | 1.3864 | 13.316 | 2.6529 | 1.7311 | 1.7686 | 0.16452 | 0.052276 | 6.4779 | 0.81945 | 0.83091 | 10.1808 | 8.8239 | 11.8663
396 | 18.1776 | 0.31207 | 0.095538 | 0.88509 | 0.068506 | 0.19635 | 13.0695 | 0.91834 | 0.91882 | 0.51399 | 1.5158 | 1.3049 | 11.4912 | 1.3722 | 0.72227 | 1.6426 | 1.0774 | 0.028669 | 9.4337 | 0.79608 | 0.78387 | 9.7898 | 8.3587 | 9.3588
397 | 24.7357 | 0.36016 | 0.090735 | 0.85838 | 0.057312 | 0.20756 | 14.9672 | 0.93414 | 0.94385 | 0.052034 | 1.2104 | 1.5164 | 13.6782 | 2.6815 | 2.0403 | 1.6388 | 0.47344 | 0.030243 | 9.9778 | 0.79686 | 0.80474 | 10.8032 | 8.5303 | 14.4714
398 | 20.6979 | 0.29388 | 0.099338 | 0.84771 | 0.060926 | 0.21134 | 21.2292 | 0.87732 | 0.92371 | 0.23189 | 1.1879 | 1.3928 | 12.4928 | 3.573 | 1.1345 | 1.8909 | 0.45142 | 0.075011 | 9.7004 | 0.8505 | 0.83302 | 12.0294 | 9.9892 | 13.8758
399 | 22.7522 | 0.28337 | 0.08918 | 0.89677 | 0.030596 | 0.21766 | 17.8793 | 0.90791 | 0.93098 | 0.2947 | 1.3001 | 1.5608 | 14.433 | 4.0895 | 1.0307 | 0.54618 | 0.77696 | 0.064438 | 8.8376 | 0.77429 | 0.81208 | 9.9043 | 8.8675 | 14.9232
400 | 29.7072 | 0.29843 | 0.083112 | 0.89964 | 0.058547 | 0.2248 | 19.0669 | 0.90893 | 0.90929 | 0.21859 | 1.1301 | 1.757 | 12.1533 | 1.8108 | 1.7115 | 1.5583 | 0.16627 | 0.071761 | 6.3302 | 0.72509 | 0.82882 | 8.4195 | 7.9771 | 9.047
401 | 27.0589 | 0.2908 | 0.095444 | 0.81904 | 0.058843 | 0.19507 | 20.6048 | 0.90948 | 0.94663 | 0.26678 | 1.4913 | 1.3991 | 11.9601 | 2.1559 | 3.7735 | 0.8104 | 1.0682 | 0.037215 | 6.6062 | 0.86123 | 0.86063 | 8.9692 | 7.004 | 13.5713
402 | 17.5988 | 0.30565 | 0.11311 | 0.86263 | 0.059957 | 0.20615 | 21.7038 | 0.84641 | 0.95067 | 0.54715 | 1.5094 | 1.6008 | 6.536 | 4.8426 | 3.8261 | 1.736 | 0.37122 | 0.044143 | 8.4675 | 0.74715 | 0.84142 | 10.1021 | 9.3312 | 15.5181
403 | 14.8529 | 0.36568 | 0.073068 | 0.86555 | 0.055001 | 0.20927 | 22.417 | 0.86073 | 0.91281 | 0.30694 | 1.2127 | 1.3631 | 12.4586 | 2.0303 | 1.3696 | 1.0285 | 0.70252 | 0.023312 | 6.6013 | 0.78272 | 0.781 | 10.5374 | 6.2911 | 15.1735
404 | 20.8783 | 0.37738 | 0.098419 | 0.867 | 0.040184 | 0.22925 | 26.9091 | 0.91857 | 0.92352 | 0.18297 | 1.3867 | 1.4817 | 8.2994 | 3.5864 | 0.77819 | 1.4496 | 1.1282 | 0.050782 | 7.0242 | 0.75877 | 0.81598 | 12.6316 | 9.2889 | 13.1095
405 | 26.7472 | 0.36506 | 0.08001 | 0.85837 | 0.042158 | 0.20816 | 26.824 | 0.92744 | 0.94202 | 0.0629 | 1.467 | 1.2606 | 10.6597 | 2.6495 | 1.5757 | 0.80627 | 0.34805 | 0.029449 | 9.3199 | 0.75766 | 0.81228 | 9.2139 | 7.6637 | 10.4722
406 | 23.6304 | 0.27193 | 0.10412 | 0.84394 | 0.050463 | 0.23354 | 24.4155 | 0.89839 | 0.92899 | 0.038196 | 1.0856 | 1.7502 | 13.1019 | 2.7882 | 1.5679 | 0.72868 | 0.81033 | 0.046266 | 7.9085 | 0.76859 | 0.88515 | 6.2398 | 8.1503 | 13.684
407 | 17.4766 | 0.28864 | 0.089453 | 0.84429 | 0.062543 | 0.20769 | 11.7298 | 0.84419 | 0.93208 | 0.038926 | 1.5113 | 1.4978 | 10.9261 | 2.0269 | 3.4859 | 0.5574 | 0.45318 | 0.057771 | 6.1826 | 0.74436 | 0.79161 | 8.0654 | 6.777 | 10.8415
408 | 32.5804 | 0.27605 | 0.089305 | 0.89422 | 0.044692 | 0.20507 | 24.0796 | 0.88579 | 0.94239 | 0.4168 | 1.4305 | 1.1725 | 11.926 | 4.4249 | 3.8017 | 1.1913 | 0.81582 | 0.076469 | 6.6369 | 0.80483 | 0.87701 | 6.3992 | 8.8917 | 12.8886
409 | 19.9341 | 0.34071 | 0.079823 | 0.88471 | 0.06001 | 0.20154 | 19.783 | 0.85634 | 0.92145 | 0.50916 | 1.1072 | 1.2417 | 8.6004 | 2.2503 | 0.97359 | 0.46423 | 0.15677 | 0.054027 | 8.0848 | 0.79384 | 0.82934 | 14.7075 | 7.4205 | 13.6732
410 | 21.2126 | 0.33473 | 0.081567 | 0.88421 | 0.059809 | 0.1844 | 24.4654 | 0.86774 | 0.95833 | 0.20129 | 1.0273 | 1.7944 | 9.2806 | 3.5071 | 0.77328 | 0.51725 | 0.70331 | 0.0483 | 8.9634 | 0.83786 | 0.8577 | 12.2126 | 7.9241 | 10.9045
411 | 16.4011 | 0.29815 | 0.10153 | 0.87341 | 0.071571 | 0.17967 | 27.8629 | 0.8846 | 0.92606 | 0.50424 | 1.2593 | 1.6823 | 12.24 | 2.2561 | 1.472 | 0.78856 | 0.72229 | 0.074854 | 8.468 | 0.77813 | 0.88103 | 12.5279 | 7.8032 | 8.3164
412 | 21.4784 | 0.31803 | 0.079717 | 0.86445 | 0.043501 | 0.2282 | 17.5798 | 0.90446 | 0.9301 | 0.58744 | 1.4483 | 1.3549 | 6.0649 | 3.0008 | 0.85385 | 1.4694 | 0.78729 | 0.072431 | 9.2702 | 0.77794 | 0.77233 | 7.9618 | 9.1012 | 12.422
413 | 27.0046 | 0.31972 | 0.11415 | 0.88625 | 0.047153 | 0.22258 | 23.8696 | 0.81987 | 0.90707 | 0.10646 | 1.3939 | 1.8134 | 8.8855 | 2.8454 | 1.8749 | 1.153 | 1.0263 | 0.057023 | 7.5024 | 0.81168 | 0.85776 | 8.0729 | 7.5541 | 9.7988
414 | 23.0012 | 0.27597 | 0.093311 | 0.90259 | 0.056574 | 0.22314 | 26.8378 | 0.79837 | 0.94998 | 0.45243 | 1.4325 | 1.8123 | 9.7233 | 2.7396 | 1.763 | 0.91356 | 1.1778 | 0.070867 | 6.8862 | 0.8533 | 0.86237 | 8.2823 | 7.2243 | 10.5974
415 | 13.7972 | 0.3425 | 0.074289 | 0.90242 | 0.067625 | 0.21386 | 24.5057 | 0.87388 | 0.91191 | 0.10657 | 1.4013 | 1.265 | 10.5964 | 1.4681 | 0.74927 | 1.7762 | 1.1971 | 0.071235 | 9.9483 | 0.78039 | 0.77443 | 9.9113 | 8.4245 | 10.8994
416 | 27.4482 | 0.36259 | 0.092899 | 0.87796 | 0.055457 | 0.19858 | 21.5851 | 0.76517 | 0.9402 | 0.24103 | 1.2398 | 1.4404 | 13.4871 | 4.2516 | 2.7983 | 0.72057 | 1.1566 | 0.024765 | 7.4755 | 0.73775 | 0.88712 | 7.5192 | 7.2188 | 15.8702
417 | 26.3933 | 0.31841 | 0.092076 | 0.86859 | 0.046442 | 0.22637 | 12.9998 | 0.92363 | 0.93804 | 0.263 | 1.1468 | 1.4942 | 9.663 | 4.0767 | 2.493 | 0.84519 | 1.0724 | 0.040863 | 8.2841 | 0.75838 | 0.8552 | 10.19 | 9.0201 | 9.9683
418 | 23.7688 | 0.25657 | 0.098701 | 0.87176 | 0.031254 | 0.19596 | 16.1122 | 0.85075 | 0.94149 | 0.22422 | 0.95337 | 1.768 | 10.372 | 1.5504 | 2.3879 | 0.9192 | 0.22658 | 0.037 | 7.8895 | 0.85142 | 0.8287 | 9.3413 | 9.7384 | 10.0693
419 | 25.4065 | 0.27634 | 0.10662 | 0.89941 | 0.065509 | 0.21336 | 16.9797 | 0.87752 | 0.92194 | 0.31948 | 1.1364 | 1.2579 | 11.6566 | 2.8122 | 3.3242 | 1.3734 | 1.0447 | 0.022039 | 7.3509 | 0.74743 | 0.87289 | 11.265 | 7.8716 | 11.047
420 | 20.2103 | 0.30096 | 0.088302 | 0.87338 | 0.054015 | 0.19512 | 15.0631 | 0.92501 | 0.9509 | 0.18347 | 1.5356 | 1.7908 | 12.3396 | 4.5111 | 2.9726 | 1.1503 | 0.79596 | 0.036831 | 7.1495 | 0.78394 | 0.89502 | 7.6548 | 9.8889 | 10.4409
421 | 25.7052 | 0.29344 | 0.096738 | 0.90021 | 0.032267 | 0.21497 | 22.9848 | 0.82766 | 0.9457 | 0.51278 | 0.96966 | 1.2428 | 9.2318 | 2.4288 | 3.0125 | 1.5147 | 0.068035 | 0.037309 | 6.1236 | 0.76728 | 0.81878 | 9.0457 | 8.0524 | 12.8319
422 | 27.8218 | 0.31253 | 0.10988 | 0.87231 | 0.041514 | 0.20295 | 19.8386 | 0.83057 | 0.92444 | 0.35074 | 1.1005 | 1.1959 | 11.8791 | 3.9776 | 3.6022 | 1.5175 | 0.99428 | 0.075799 | 8.3806 | 0.80923 | 0.83715 | 6.606 | 8.8684 | 11.7128
423 | 25.7609 | 0.35071 | 0.09973 | 0.84627 | 0.061839 | 0.22496 | 17.5571 | 0.76938 | 0.91062 | 0.095982 | 1.3832 | 1.3622 | 8.7917 | 2.2176 | 1.0894 | 0.54089 | 0.39075 | 0.039461 | 8.5583 | 0.73303 | 0.84786 | 6.9708 | 7.8379 | 11.6743
424 | 22.2141 | 0.29483 | 0.095801 | 0.89806 | 0.058081 | 0.23062 | 22.3894 | 0.87333 | 0.95671 | 0.27599 | 1.5439 | 1.8606 | 9.808 | 1.4453 | 1.5057 | 0.8149 | 0.11977 | 0.044567 | 8.8144 | 0.75319 | 0.8652 | 9.6168 | 6.723 | 8.5867
425 | 23.16 | 0.35521 | 0.1121 | 0.82071 | 0.061046 | 0.20366 | 14.6023 | 0.861 | 0.94762 | 0.15085 | 1.0526 | 1.4715 | 14.1429 | 1.2466 | 1.9421 | 1.3947 | 0.36708 | 0.045591 | 8.9874 | 0.76467 | 0.83833 | 9.0124 | 7.9079 | 13.5299
426 | 10.9688 | 0.32398 | 0.091117 | 0.88901 | 0.054788 | 0.20271 | 25.5729 | 0.89325 | 0.94649 | 0.64075 | 1.1625 | 1.4098 | 8.8334 | 3.1084 | 0.80501 | 1.9461 | 0.063137 | 0.028787 | 9.5887 | 0.82484 | 0.83729 | 8.796 | 6.5195 | 10.3613
427 | 19.8032 | 0.28457 | 0.096982 | 0.90521 | 0.043121 | 0.18254 | 16.8566 | 0.93795 | 0.91985 | 0.67582 | 1.1087 | 1.7437 | 13.5403 | 3.3186 | 1.1617 | 0.63435 | 0.84057 | 0.050845 | 7.997 | 0.80076 | 0.85663 | 12.5391 | 7.1699 | 15.6228
428 | 26.1762 | 0.30556 | 0.099055 | 0.90975 | 0.048007 | 0.21758 | 23.519 | 0.87173 | 0.94821 | 0.16999 | 1.3168 | 1.6043 | 12.2498 | 2.2957 | 2.7674 | 1.0394 | 0.16828 | 0.069006 | 9.2784 | 0.82179 | 0.83649 | 10.6094 | 6.9416 | 8.8879
429 | 28.3852 | 0.36683 | 0.079059 | 0.87858 | 0.069033 | 0.2063 | 27.4292 | 0.87145 | 0.9487 | 0.33775 | 1.1931 | 1.6275 | 12.805 | 0.79118 | 1.1733 | 0.78192 | 0.65288 | 0.06741 | 8.68 | 0.7699 | 0.83778 | 10.3988 | 9.86 | 12.6514
430 | 19.8688 | 0.33354 | 0.073858 | 0.89012 | 0.056082 | 0.20609 | 11.8249 | 0.9032 | 0.95115 | 0.23161 | 1.4133 | 1.167 | 12.2582 | 2.755 | 3.9111 | 1.1085 | 0.83274 | 0.079403 | 8.4896 | 0.74203 | 0.89 | 10.6916 | 9.4359 | 15.2302
431 | 12.8149 | 0.31316 | 0.090163 | 0.86781 | 0.057999 | 0.19471 | 28.8739 | 0.79534 | 0.95382 | 0.0088784 | 1.4255 | 1.4918 | 6.5163 | 3.2594 | 3.1673 | 1.7281 | 0.92506 | 0.030118 | 8.7197 | 0.84364 | 0.86104 | 12.1747 | 7.8241 | 13.2377
432 | 31.5916 | 0.33747 | 0.081332 | 0.88956 | 0.039646 | 0.20034 | 15.0102 | 0.85725 | 0.92135 | 0.021536 | 1.2355 | 1.4271 | 7.3716 | 5.158 | 3.0928 | 1.2587 | 0.90643 | 0.066458 | 6.2068 | 0.79917 | 0.79937 | 11.146 | 9.1972 | 13.9718
433 | 16.0674 | 0.32011 | 0.090031 | 0.88183 | 0.060129 | 0.21206 | 26.6227 | 0.90416 | 0.95633 | 0.043537 | 1.4464 | 1.4644 | 8.4543 | 2.3882 | 2.0607 | 1.3708 | 0.36765 | 0.036121 | 6.0146 | 0.78167 | 0.88404 | 7.8932 | 8.6236 | 13.4077
434 | 20.0981 | 0.33782 | 0.088951 | 0.8971 | 0.039118 | 0.1901 | 18.6024 | 0.8274 | 0.90628 | 0.0099331 | 1.3363 | 1.3286 | 16.7536 | 1.7996 | 0.63254 | 1.3521 | 0.46929 | 0.072688 | 7.6695 | 0.74893 | 0.88621 | 11.6991 | 6.6044 | 10.0786
435 | 25.2851 | 0.37913 | 0.10324 | 0.82843 | 0.057836 | 0.21275 | 22.4953 | 0.83811 | 0.95814 | 0.5011 | 1.3568 | 1.7258 | 14.8134 | 2.3716 | 3.9709 | 1.4862 | 0.48566 | 0.040135 | 8.3862 | 0.79013 | 0.8265 | 9.7988 | 8.6902 | 14.9888
436 | 17.874 | 0.3054 | 0.077187 | 0.90315 | 0.052694 | 0.19056 | 22.3172 | 0.89609 | 0.92763 | 0.017351 | 1.4512 | 1.4875 | 11.4645 | 4.3408 | 3.7467 | 1.599 | 1.1134 | 0.048042 | 9.3645 | 0.77137 | 0.82588 | 7.699 | 7.9397 | 8.7062
437 | 22.1138 | 0.37067 | 0.084317 | 0.83587 | 0.041363 | 0.1957 | 21.8238 | 0.85963 | 0.95961 | 0.22484 | 1.5224 | 1.4568 | 12.0525 | 1.2543 | 2.9779 | 0.62854 | 0.20816 | 0.044244 | 8.8485 | 0.81337 | 0.87092 | 10.2343 | 6.1016 | 9.4603
438 | 21.9825 | 0.29792 | 0.10345 | 0.89025 | 0.038986 | 0.18501 | 21.932 | 0.8271 | 0.9606 | 0.10314 | 1.4987 | 1.4312 | 11.1603 | 2.8065 | 2.9048 | 1.9787 | 0.69536 | 0.026038 | 8.3781 | 0.82575 | 0.80859 | 10.4505 | 7.6423 | 10.9986
439 | 18.3452 | 0.33578 | 0.076714 | 0.87222 | 0.064504 | 0.2189 | 17.5175 | 0.92146 | 0.94319 | 0.23717 | 1.3642 | 1.8103 | 15.1255 | 1.1689 | 2.2273 | 0.64841 | 0.97399 | 0.078162 | 6.0691 | 0.81384 | 0.82443 | 10.2754 | 9.1902 | 15.8198
440 | 22.2295 | 0.35031 | 0.10674 | 0.83602 | 0.051427 | 0.19238 | 28.2755 | 0.78815 | 0.90745 | 0.18278 | 1.0753 | 1.2515 | 11.2498 | 1.9794 | 1.2235 | 1.4809 | 0.91412 | 0.053868 | 8.2212 | 0.84909 | 0.8008 | 9.8168 | 9.3007 | 10.2161
441 | 22.2607 | 0.35845 | 0.10104 | 0.84781 | 0.057947 | 0.18324 | 16.5888 | 0.87187 | 0.92122 | 0.53014 | 1.2361 | 1.6111 | 11.7906 | 3.1781 | 3.4468 | 0.61431 | 0.35493 | 0.062465 | 9.1559 | 0.7313 | 0.86986 | 6.6735 | 8.4677 | 15.1261
442 | 23.7211 | 0.32933 | 0.10386 | 0.87923 | 0.064386 | 0.19975 | 21.516 | 0.82002 | 0.92392 | 0.11949 | 1.3615 | 1.3801 | 13.1105 | 2.7946 | 2.6151 | 0.93116 | 0.23338 | 0.0549 | 6.3163 | 0.78646 | 0.78864 | 9.4701 | 7.0827 | 15.4114
443 | 26.6512 | 0.38167 | 0.092285 | 0.86341 | 0.06739 | 0.19782 | 24.9832 | 0.82593 | 0.92475 | 0.19885 | 1.2345 | 1.8257 | 10.952 | 2.2615 | 1.4906 | 0.81344 | 0.80745 | 0.048665 | 6.383 | 0.86689 | 0.89548 | 9.416 | 6.4192 | 11.2156
444 | 21.188 | 0.29935 | 0.070688 | 0.88962 | 0.053373 | 0.18946 | 15.3272 | 0.85288 | 0.92855 | 0.29065 | 1.0641 | 1.5782 | 13.6523 | 3.5194 | 2.5144 | 1.8916 | 0.41362 | 0.031014 | 7.7322 | 0.802 | 0.86849 | 9.0588 | 7.9118 | 9.6731
445 | 20.6381 | 0.2683 | 0.098295 | 0.89132 | 0.072037 | 0.20094 | 15.7837 | 0.9072 | 0.95447 | 0.43717 | 1.2446 | 1.3721 | 7.594 | 2.1734 | 0.72034 | 1.8336 | 1.0073 | 0.036489 | 6.4086 | 0.82588 | 0.80094 | 8.9096 | 9.7124 | 9.947
446 | 29.1563 | 0.32985 | 0.082027 | 0.87674 | 0.045171 | 0.195 | 18.6429 | 0.83123 | 0.9336 | 0.34852 | 1.1799 | 1.7392 | 15.3196 | 1.5173 | 3.7782 | 1.4313 | 1.1624 | 0.029335 | 8.3546 | 0.83333 | 0.83173 | 10.9653 | 9.9393 | 13.8079
447 | 13.5132 | 0.30465 | 0.095899 | 0.91072 | 0.041989 | 0.21919 | 20.991 | 0.91042 | 0.94173 | 0.21446 | 1.1263 | 1.1294 | 15.6732 | 1.9552 | 3.0864 | 1.2346 | 0.961 | 0.025431 | 8.6244 | 0.78577 | 0.87389 | 7.2246 | 7.1835 | 8.631
448 | 24.6635 | 0.29246 | 0.089144 | 0.87933 | 0.068319 | 0.19627 | 22.6213 | 0.858 | 0.95222 | 0.34412 | 1.4316 | 1.2236 | 11.7977 | 4.1914 | 2.4647 | 1.7127 | 1.001 | 0.078025 | 8.6645 | 0.78513 | 0.86653 | 11.5722 | 8.5897 | 12.0706
449 | 20.0856 | 0.3112 | 0.07543 | 0.8314 | 0.056292 | 0.21761 | 16.6382 | 0.79082 | 0.92293 | 0.12737 | 1.4694 | 1.721 | 10.7087 | 3.4131 | 2.1606 | 0.50505 | 0.66389 | 0.028422 | 7.0906 | 0.82073 | 0.82712 | 8.7002 | 7.1557 | 9.6027
450 | 15.0827 | 0.33292 | 0.10772 | 0.85029 | 0.06265 | 0.23121 | 17.7634 | 0.86982 | 0.9265 | 0.061393 | 1.4188 | 1.6842 | 12.7739 | 2.9458 | 0.61088 | 1.6531 | 0.84809 | 0.07344 | 6.4079 | 0.76543 | 0.86081 | 8.9479 | 7.0271 | 10.3003
451 | 17.0038 | 0.28722 | 0.10269 | 0.8822 | 0.041536 | 0.20024 | 23.3896 | 0.85992 | 0.94105 | 0.010914 | 1.0112 | 1.4381 | 13.1408 | 2.5358 | 0.55264 | 1.8204 | 1.1919 | 0.066267 | 9.1829 | 0.86183 | 0.82617 | 12.1394 | 6.0121 | 14.6154
452 | 23.3371 | 0.37837 | 0.10724 | 0.8785 | 0.063472 | 0.22169 | 19.1913 | 0.87199 | 0.94367 | 0.25609 | 0.97835 | 1.1581 | 9.8813 | 2.6821 | 0.60131 | 1.8483 | 0.091774 | 0.056628 | 9.7655 | 0.79312 | 0.91071 | 8.7636 | 6.2094 | 11.6006
453 | 22.098 | 0.29701 | 0.09235 | 0.89037 | 0.045399 | 0.21013 | 18.5669 | 0.80106 | 0.93455 | 0.28406 | 1.0303 | 1.7412 | 9.8019 | 2.7801 | 3.7107 | 1.9957 | 0.45422 | 0.031077 | 6.6633 | 0.78472 | 0.78825 | 9.3497 | 7.1253 | 13.538
454 | 19.7403 | 0.31235 | 0.081941 | 0.90189 | 0.059509 | 0.21354 | 12.8732 | 0.83889 | 0.9655 | 0.47641 | 1.149 | 1.6609 | 12.9922 | 3.393 | 1.4978 | 1.9223 | 1.1222 | 0.068034 | 6.5406 | 0.79233 | 0.86536 | 7.6409 | 6.0805 | 10.3547
455 | 29.7868 | 0.35225 | 0.083924 | 0.89245 | 0.04416 | 0.18416 | 14.2838 | 0.8257 | 0.95183 | 0.28451 | 1.5036 | 1.7891 | 12.9295 | 2.3992 | 2.5433 | 1.378 | 0.73748 | 0.067049 | 6.7394 | 0.8421 | 0.81523 | 6.8792 | 7.5743 | 8.8176
456 | 12.6525 | 0.29745 | 0.11116 | 0.80524 | 0.036408 | 0.19895 | 19.0978 | 0.84292 | 0.91656 | 0.25235 | 1.1745 | 1.522 | 16.3338 | 2.3823 | 1.8585 | 1.8228 | 0.27711 | 0.038009 | 9.2993 | 0.78643 | 0.8784 | 9.6618 | 7.235 | 13.8217
457 | 28.7003 | 0.30811 | 0.104 | 0.84317 | 0.049636 | 0.19878 | 18.4597 | 0.82217 | 0.93445 | 0.15036 | 1.1629 | 1.814 | 12.0444 | 2.3558 | 1.1653 | 0.52838 | 1.1363 | 0.069449 | 9.2175 | 0.77893 | 0.85568 | 13.0847 | 7.2298 | 15.6595
458 | 31.8437 | 0.3042 | 0.09903 | 0.87902 | 0.036954 | 0.20924 | 21.9735 | 0.86554 | 0.94471 | 0.019249 | 0.99979 | 1.742 | 9.209 | 3.6803 | 2.7288 | 1.2064 | 0.54658 | 0.039797 | 6.8329 | 0.83341 | 0.8781 | 12.1818 | 6.0065 | 13.3704
459 | 24.6042 | 0.30243 | 0.077369 | 0.88791 | 0.051659 | 0.20258 | 19.1728 | 0.89659 | 0.93869 | 0.64679 | 1.4611 | 1.1963 | 13.2215 | 3.5685 | 2.8982 | 1.0198 | 1.0799 | 0.069801 | 6.7227 | 0.76002 | 0.866 | 12.8211 | 6.5577 | 9.6884
460 | 24.1942 | 0.34672 | 0.10086 | 0.88345 | 0.075448 | 0.19833 | 21.0523 | 0.79217 | 0.9326 | 0.14734 | 1.0485 | 1.2931 | 12.2263 | 1.2196 | 2.1128 | 1.6329 | 0.53845 | 0.06379 | 9.7841 | 0.73612 | 0.8456 | 9.4433 | 7.5587 | 11.7064
461 | 22.3202 | 0.30003 | 0.11138 | 0.90132 | 0.062759 | 0.1842 | 20.4444 | 0.90023 | 0.9184 | 0.43657 | 1.3533 | 1.7584 | 13.2391 | 2.7758 | 3.8985 | 1.0415 | 0.52743 | 0.049654 | 6.0608 | 0.74541 | 0.89902 | 10.0265 | 8.1693 | 15.1537
462 | 24.9103 | 0.3076 | 0.094229 | 0.84835 | 0.059158 | 0.22346 | 17.618 | 0.87363 | 0.90595 | 0.34143 | 1.4101 | 1.3797 | 9.4008 | 4.5179 | 2.9652 | 1.9157 | 0.86852 | 0.05442 | 9.9464 | 0.75224 | 0.83677 | 11.9925 | 6.1647 | 12.0507
463 | 14.7445 | 0.30682 | 0.11547 | 0.87493 | 0.058601 | 0.22213 | 17.1759 | 0.9295 | 0.9205 | 0.21581 | 1.3471 | 1.3571 | 14.0688 | 1.9078 | 3.4148 | 1.3305 | 0.88484 | 0.053317 | 6.7741 | 0.77362 | 0.79863 | 11.2206 | 6.3958 | 11.6114
464 | 29.8032 | 0.29727 | 0.088582 | 0.8095 | 0.048282 | 0.19408 | 17.9959 | 0.86186 | 0.93829 | 0.078532 | 1.5171 | 1.6669 | 16.19 | 4.1548 | 1.3291 | 1.3793 | 1.1521 | 0.051881 | 8.9109 | 0.8257 | 0.8484 | 10.5233 | 9.1935 | 15.7015
465 | 29.8807 | 0.33907 | 0.10018 | 0.83719 | 0.049238 | 0.21447 | 12.0788 | 0.7642 | 0.95287 | 0.55164 | 0.94329 | 1.3174 | 13.9987 | 2.8431 | 0.73182 | 0.44023 | 1.1099 | 0.055164 | 6.225 | 0.85669 | 0.84589 | 9.0707 | 8.7519 | 12.7995
466 | 28.0783 | 0.2997 | 0.069039 | 0.83517 | 0.057007 | 0.20859 | 26.7659 | 0.91488 | 0.92537 | 0.30174 | 1.1661 | 1.5761 | 10.7785 | 1.9607 | 1.7938 | 0.8855 | 0.55625 | 0.068605 | 7.4426 | 0.72424 | 0.79643 | 11.2184 | 7.9221 | 12.8336
467 | 21.4681 | 0.33205 | 0.10296 | 0.8779 | 0.049327 | 0.20822 | 22.7924 | 0.86835 | 0.93253 | 0.49961 | 1.3663 | 1.5528 | 12.5212 | 3.0186 | 3.2402 | 1.3147 | 1.1034 | 0.064251 | 6.9906 | 0.82679 | 0.83057 | 13.6982 | 7.8145 | 9.4667
468 | 21.9553 | 0.30601 | 0.09446 | 0.87938 | 0.038854 | 0.2253 | 22.5063 | 0.93701 | 0.94486 | 0.5639 | 1.5077 | 1.3511 | 15.3445 | 3.1634 | 2.7885 | 0.52165 | 0.073889 | 0.075139 | 6.4754 | 0.82205 | 0.87184 | 7.9782 | 8.7537 | 9.1443
469 | 15.1087 | 0.29453 | 0.1065 | 0.89219 | 0.051981 | 0.19393 | 17.5936 | 0.81651 | 0.92757 | 0.23099 | 1.0496 | 1.1369 | 12.3072 | 0.82245 | 3.1343 | 1.4083 | 0.27155 | 0.058872 | 6.5016 | 0.86304 | 0.79214 | 8.589 | 6.8214 | 9.3797
470 | 28.8651 | 0.31706 | 0.093821 | 0.87709 | 0.035262 | 0.19004 | 13.6546 | 0.80289 | 0.9444 | 0.45361 | 1.4721 | 1.2291 | 5.7465 | 4.7526 | 2.6684 | 1.66 | 0.98045 | 0.075222 | 7.3931 | 0.82233 | 0.81271 | 9.4878 | 8.642 | 14.1488
471 | 23.3043 | 0.33045 | 0.079671 | 0.84365 | 0.047714 | 0.20302 | 27.9062 | 0.89367 | 0.92701 | 0.43575 | 1.2322 | 1.3995 | 14.5629 | 3.6436 | 0.92035 | 1.0793 | 0.40202 | 0.062941 | 9.1071 | 0.7892 | 0.83154 | 7.144 | 6.1816 | 12.8974
472 | 22.9382 | 0.2936 | 0.11182 | 0.89696 | 0.040938 | 0.21438 | 23.4744 | 0.8499 | 0.92601 | 0.75412 | 1.0984 | 1.62 | 11.5217 | 3.4833 | 2.6551 | 0.7894 | 1.0677 | 0.039367 | 8.9075 | 0.77969 | 0.85368 | 6.8699 | 9.3576 | 13.7391
473 | 14.1001 | 0.26188 | 0.086907 | 0.90455 | 0.061124 | 0.20826 | 25.3411 | 0.87806 | 0.96511 | 0.10092 | 1.0142 | 1.3268 | 13.0391 | 2.7507 | 1.6033 | 0.60826 | 0.1139 | 0.022902 | 9.2734 | 0.77115 | 0.85786 | 5.6616 | 9.1106 | 9.5728
474 | 20.2645 | 0.35363 | 0.10246 | 0.88641 | 0.047309 | 0.18731 | 17.3352 | 0.93268 | 0.95656 | 0.19609 | 1.1298 | 1.5935 | 12.6145 | 2.1177 | 2.0804 | 0.95665 | 0.14959 | 0.021595 | 9.1211 | 0.78742 | 0.85751 | 11.6044 | 9.972 | 15.3644
475 | 20.7526 | 0.27541 | 0.073937 | 0.90122 | 0.054455 | 0.21996 | 21.1016 | 0.82303 | 0.92043 | 0.30402 | 1.0914 | 1.2169 | 12.5693 | 1.1667 | 1.8312 | 0.59225 | 0.87374 | 0.05025 | 7.2514 | 0.8155 | 0.87216 | 9.8732 | 6.0435 | 10.2701
476 | 21.5292 | 0.26517 | 0.092733 | 0.88799 | 0.049055 | 0.24218 | 17.6601 | 0.82134 | 0.94081 | 0.096831 | 1.2934 | 1.3892 | 14.266 | 1.2065 | 3.1317 | 1.2457 | 0.36552 | 0.047768 | 8.2329 | 0.81847 | 0.81727 | 10.3348 | 8.4755 | 9.0273
477 | 22.6292 | 0.29599 | 0.084545 | 0.86284 | 0.047016 | 0.19677 | 22.9631 | 0.8257 | 0.93247 | 0.056842 | 1.4422 | 1.348 | 9.1178 | 3.7381 | 1.0221 | 1.4278 | 0.19203 | 0.051573 | 9.3159 | 0.80391 | 0.82266 | 10.6764 | 8.0866 | 14.6763
478 | 30.2618 | 0.39063 | 0.08318 | 0.83116 | 0.052033 | 0.19335 | 11.5834 | 0.87267 | 0.9427 | 0.65631 | 1.515 | 1.7427 | 15.7618 | 3.6544 | 2.1455 | 1.5369 | 0.26766 | 0.023788 | 8.2715 | 0.86622 | 0.85493 | 7.9405 | 6.1372 | 14.2462
479 | 20.3356 | 0.29618 | 0.11843 | 0.8282 | 0.050153 | 0.20847 | 20.497 | 0.87423 | 0.93824 | 0.28764 | 1.045 | 1.8266 | 8.6205 | 2.0559 | 2.4774 | 1.4629 | 0.92932 | 0.064726 | 9.6284 | 0.84668 | 0.8906 | 6.1473 | 9.3744 | 10.7378
480 | 28.9114 | 0.36915 | 0.080856 | 0.87867 | 0.0544 | 0.19587 | 23.4159 | 0.82077 | 0.93816 | 0.16316 | 1.546 | 1.822 | 7.9654 | 2.4148 | 2.991 | 0.66596 | 0.93118 | 0.039246 | 9.4652 | 0.81379 | 0.82018 | 5.922 | 9.8701 | 9.4851
481 | 28.5999 | 0.3158 | 0.096056 | 0.8582 | 0.064417 | 0.2117 | 22.718 | 0.76136 | 0.94944 | 0.036103 | 1.1929 | 1.6871 | 11.8712 | 2.959 | 3.9275 | 1.6104 | 0.43245 | 0.025113 | 6.1945 | 0.79378 | 0.85388 | 9.5268 | 7.799 | 15.6246
482 | 23.7556 | 0.32001 | 0.099188 | 0.90055 | 0.051705 | 0.18526 | 20.6956 | 0.9162 | 0.9433 | 0.059173 | 1.3291 | 1.3898 | 6.2286 | 2.8233 | 1.8168 | 0.7272 | 1.0878 | 0.041224 | 7.7578 | 0.77533 | 0.89415 | 9.8046 | 8.8278 | 13.1892
483 | 22.4113 | 0.31693 | 0.096947 | 0.9058 | 0.06003 | 0.21558 | 20.0624 | 0.90216 | 0.93487 | 0.046619 | 1.1915 | 1.4671 | 10.0492 | 1.3184 | 3.2325 | 0.45606 | 0.91919 | 0.064808 | 8.3749 | 0.74758 | 0.91462 | 7.8359 | 6.715 | 9.9051
484 | 21.1666 | 0.30591 | 0.10569 | 0.899 | 0.04485 | 0.17994 | 13.77 | 0.8936 | 0.95053 | 0.32887 | 1.5197 | 1.8641 | 7.2963 | 3.5639 | 3.5295 | 1.4495 | 1.18 | 0.07518 | 7.6901 | 0.77995 | 0.79533 | 9.8878 | 7.5435 | 12.6605
485 | 33.9848 | 0.29221 | 0.097008 | 0.88401 | 0.052324 | 0.18628 | 21.2732 | 0.89623 | 0.93073 | 0.26464 | 1.2213 | 1.4556 | 11.8485 | 1.5065 | 1.7855 | 1.1589 | 0.67334 | 0.053703 | 6.4686 | 0.80259 | 0.87173 | 5.8127 | 6.441 | 13.3185
486 | 17.6112 | 0.31255 | 0.098368 | 0.85206 | 0.069219 | 0.22219 | 18.9805 | 0.87509 | 0.92958 | 0.42168 | 1.5418 | 1.8629 | 12.5742 | 4.6379 | 1.6263 | 0.75203 | 1.0857 | 0.052114 | 9.9319 | 0.77067 | 0.84041 | 10.9984 | 7.5701 | 14.4639
487 | 30.5952 | 0.32466 | 0.080971 | 0.82902 | 0.038501 | 0.2341 | 27.3426 | 0.84754 | 0.96315 | 0.083796 | 1.1767 | 1.8573 | 14.0598 | 3.6707 | 2.8286 | 1.9758 | 0.40097 | 0.033888 | 6.2609 | 0.76969 | 0.79751 | 12.5966 | 6.6828 | 12.9169
488 | 22.5962 | 0.29629 | 0.075303 | 0.88821 | 0.049615 | 0.19379 | 16.394 | 0.87658 | 0.94292 | 0.083056 | 1.2099 | 1.2049 | 8.9675 | 2.4799 | 1.839 | 1.0632 | 0.28176 | 0.050016 | 8.1289 | 0.78155 | 0.86307 | 11.9577 | 8.6468 | 10.105
489 | 26.1413 | 0.3318 | 0.085661 | 0.85684 | 0.052643 | 0.20578 | 19.4429 | 0.86682 | 0.96231 | 0.19447 | 1.2151 | 1.6559 | 13.3901 | 3.5385 | 0.63841 | 0.73299 | 0.58517 | 0.050137 | 7.0814 | 0.85688 | 0.84399 | 8.0397 | 7.2659 | 9.0789
490 | 19.1997 | 0.30269 | 0.090933 | 0.82868 | 0.052408 | 0.18824 | 17.0793 | 0.90113 | 0.93942 | 0.084737 | 1.547 | 1.3651 | 7.9112 | 1.8935 | 2.4591 | 0.78607 | 1.0208 | 0.068574 | 7.3418 | 0.79743 | 0.87835 | 8.269 | 8.8127 | 15.6805
491 | 26.904 | 0.26243 | 0.10755 | 0.91222 | 0.056821 | 0.22383 | 18.5824 | 0.86257 | 0.92401 | 0.5063 | 1.405 | 1.7348 | 9.7916 | 1.357 | 3.0178 | 1.3406 | 0.3066 | 0.049247 | 6.5542 | 0.75576 | 0.78514 | 10.2829 | 7.5104 | 9.1134
492 | 22.6477 | 0.29104 | 0.089896 | 0.86963 | 0.064856 | 0.20499 | 16.5059 | 0.8328 | 0.95407 | 0.44124 | 1.2049 | 1.2285 | 11.502 | 2.4013 | 2.7472 | 1.435 | 0.446 | 0.037663 | 7.2836 | 0.77931 | 0.86171 | 11.3483 | 6.8151 | 12.2171
493 | 15.6924 | 0.29317 | 0.086096 | 0.89079 | 0.034866 | 0.18104 | 20.7317 | 0.80454 | 0.92255 | 0.5447 | 1.4175 | 1.2466 | 8.392 | 3.7194 | 1.6227 | 0.62149 | 0.39658 | 0.054797 | 9.1295 | 0.75529 | 0.85317 | 9.51 | 8.6036 | 13.2028
494 | 23.4468 | 0.35867 | 0.10717 | 0.88558 | 0.066279 | 0.1996 | 26.2884 | 0.89595 | 0.95587 | 0.77349 | 0.96549 | 1.1484 | 8.4062 | 2.0326 | 2.0007 | 0.59162 | 0.59551 | 0.048133 | 6.4902 | 0.83321 | 0.85925 | 5.8533 | 6.645 | 8.1235
495 | 19.2598 | 0.35095 | 0.083585 | 0.8721 | 0.039333 | 0.20682 | 15.5847 | 0.8894 | 0.94095 | 0.70529 | 1.4656 | 1.1609 | 11.4272 | 3.4463 | 2.5005 | 0.42099 | 0.17172 | 0.059425 | 7.9819 | 0.80095 | 0.89295 | 7.0641 | 8.3264 | 14.0293
496 | 14.0419 | 0.32554 | 0.099451 | 0.87684 | 0.059421 | 0.19987 | 19.9237 | 0.85199 | 0.94335 | 0.12191 | 1.3497 | 1.5907 | 11.2293 | 2.4591 | 1.5735 | 0.97806 | 0.85606 | 0.041439 | 6.7056 | 0.83908 | 0.82007 | 13.6464 | 9.6165 | 8.4367
497 | 21.6186 | 0.37705 | 0.079465 | 0.85536 | 0.073785 | 0.20049 | 28.9518 | 0.83919 | 0.95123 | 0.47115 | 1.3047 | 1.8657 | 13.5678 | 2.7106 | 2.4805 | 0.68946 | 0.77127 | 0.052504 | 7.1904 | 0.74407 | 0.82301 | 14.5083 | 6.0887 | 12.4133
498 | 15.7581 | 0.2603 | 0.10236 | 0.88247 | 0.05179 | 0.19873 | 15.3818 | 0.88169 | 0.96459 | 0.32492 | 1.2622 | 1.6861 | 10.613 | 2.6307 | 1.2558 | 1.8829 | 1.076 | 0.060871 | 6.7686 | 0.74625 | 0.86408 | 10.0328 | 9.6676 | 11.3393
499 | 17.7181 | 0.29505 | 0.096478 | 0.81003 | 0.043564 | 0.19312 | 26.9958 | 0.83703 | 0.91606 | 0.030333 | 1.189 | 1.8157 | 11.4005 | 3.0628 | 2.051 | 1.1143 | 0.434 | 0.029845 | 6.3247 | 0.80507 | 0.8049 | 8.4575 | 8.5627 | 8.1422
500 | 22.1474 | 0.29608 | 0.095119 | 0.83029 | 0.050799 | 0.21698 | 15.0971 | 0.87712 | 0.91845 | 0.35761 | 0.94868 | 1.4438 | 14.8046 | 1.694 | 2.0336 | 1.9837 | 0.6351 | 0.079975 | 6.6091 | 0.8197 | 0.83027 | 8.5086 | 6.9529 | 14.0496
501 | 22.4557 | 0.31773 | 0.095105 | 0.87502 | 0.068524 | 0.24039 | 25.9663 | 0.91761 | 0.92186 | 0.003955 | 1.2635 | 1.2597 | 9.4145 | 4.2886 | 2.2251 | 1.6339 | 0.74295 | 0.033292 | 6.4134 | 0.85206 | 0.84271 | 9.5883 | 8.8486 | 13.3675
502 | 28.629 | 0.28398 | 0.07289 | 0.85916 | 0.037578 | 0.2022 | 17.4502 | 0.89641 | 0.9411 | 0.72574 | 1.0239 | 1.1994 | 5.1371 | 2.7344 | 3.4274 | 0.41658 | 1.1992 | 0.045741 | 8.2657 | 0.82087 | 0.83616 | 10.7098 | 9.2994 | 11.2532
503 | 25.5573 | 0.30737 | 0.091303 | 0.87172 | 0.057113 | 0.21424 | 19.4539 | 0.94037 | 0.93802 | 0.57229 | 1.2629 | 1.8012 | 16.1752 | 3.2157 | 1.3236 | 0.90471 | 0.081019 | 0.062521 | 8.1105 | 0.7731 | 0.84476 | 12.8597 | 6.7839 | 15.279
504 | 28.2426 | 0.287 | 0.085116 | 0.89427 | 0.048363 | 0.19961 | 22.9071 | 0.94158 | 0.96214 | 0.36529 | 0.98272 | 1.6507 | 11.4058 | 2.4474 | 2.5882 | 1.6583 | 0.70438 | 0.077761 | 6.4541 | 0.78252 | 0.80452 | 12.6181 | 6.0269 | 8.1325
505 | 26.3165 | 0.31472 | 0.073363 | 0.91288 | 0.055609 | 0.21485 | 17.8926 | 0.90957 | 0.93388 | 0.03946 | 1.5144 | 1.7279 | 9.4324 | 3.0663 | 3.1779 | 0.52607 | 1.1431 | 0.035516 | 7.1096 | 0.75116 | 0.9127 | 11.8007 | 7.1082 | 10.9131
506 | 25.7429 | 0.29143 | 0.10016 | 0.8562 | 0.045477 | 0.1914 | 18.2651 | 0.90507 | 0.95302 | 0.29588 | 1.4905 | 1.2111 | 14.3658 | 4.4808 | 0.70148 | 1.6115 | 0.31227 | 0.024075 | 8.5824 | 0.75962 | 0.86901 | 9.9821 | 8.8291 | 14.845
507 | 20.3835 | 0.33768 | 0.096547 | 0.90747 | 0.055386 | 0.1971 | 19.393 | 0.93482 | 0.9518 | 0.15784 | 1.3208 | 1.5575 | 12.2029 | 3.3434 | 0.88668 | 1.7306 | 0.9705 | 0.078828 | 6.199 | 0.78026 | 0.88299 | 13.4997 | 9.0833 | 8.0541
508 | 12.3323 | 0.27212 | 0.10128 | 0.89252 | 0.078124 | 0.21139 | 16.1567 | 0.85919 | 0.91893 | 0.35465 | 1.0345 | 1.2533 | 9.3736 | 1.5368 | 3.3622 | 1.1569 | 0.08613 | 0.042841 | 6.297 | 0.766 | 0.86525 | 10.9099 | 7.4459 | 14.0636
509 | 21.6738 | 0.33183 | 0.07902 | 0.87024 | 0.052773 | 0.19436 | 21.5735 | 0.86348 | 0.96103 | 0.053451 | 1.5482 | 1.6564 | 13.1239 | 4.7269 | 2.2584 | 1.8396 | 0.12424 | 0.039309 | 9.76 | 0.77871 | 0.83985 | 11.5806 | 7.7562 | 13.4761
510 | 30.2085 | 0.31964 | 0.075203 | 0.90605 | 0.051376 | 0.20998 | 19.8748 | 0.9251 | 0.95872 | 0.47844 | 0.98453 | 1.7983 | 12.6998 | 2.3619 | 0.97815 | 0.59015 | 0.91297 | 0.045492 | 7.338 | 0.75974 | 0.77598 | 8.93 | 6.7929 | 13.5642
511 | 29.9346 | 0.39675 | 0.094629 | 0.88462 | 0.04952 | 0.20029 | 21.8329 | 0.81056 | 0.91584 | 0.21227 | 0.94593 | 1.2742 | 10.5386 | 4.1196 | 2.1307 | 0.41541 | 1.0848 | 0.062037 | 6.1715 | 0.84573 | 0.84347 | 11.5189 | 6.3118 | 12.5589
512 | 23.8443 | 0.37639 | 0.098765 | 0.85963 | 0.066213 | 0.22177 | 16.442 | 0.89443 | 0.96607 | 0.35123 | 1.0707 | 1.3682 | 11.3129 | 1.7614 | 0.92635 | 0.65268 | 0.11496 | 0.033754 | 9.4939 | 0.83681 | 0.82211 | 7.1545 | 9.0598 | 10.7147
513 | 21.8962 | 0.29348 | 0.10691 | 0.86461 | 0.045524 | 0.20716 | 19.3393 | 0.81728 | 0.96172 | 0.22788 | 1.1034 | 1.7518 | 14.2883 | 2.7545 | 0.71666 | 1.6909 | 0.21568 | 0.069239 | 6.8069 | 0.78733 | 0.8344 | 13.5397 | 9.1659 | 11.949
514 | 25.0306 | 0.28954 | 0.10342 | 0.85984 | 0.050566 | 0.2157 | 22.8443 | 0.86853 | 0.92572 | 0.036661 | 1.4859 | 1.3858 | 6.5947 | 3.321 | 2.1047 | 1.99 | 0.49186 | 0.050501 | 8.7491 | 0.81207 | 0.83938 | 8.5006 | 8.221 | 9.7089
515 | 26.2875 | 0.3419 | 0.07448 | 0.90662 | 0.053632 | 0.20747 | 24.3327 | 0.85349 | 0.94888 | 0.0031794 | 1.1095 | 1.4028 | 9.3403 | 1.5249 | 1.2358 | 0.51667 | 0.68416 | 0.024434 | 6.1419 | 0.86072 | 0.89249 | 8.1191 | 7.6755 | 14.2712
516 | 21.3915 | 0.31033 | 0.10835 | 0.84652 | 0.035385 | 0.24681 | 19.6362 | 0.89995 | 0.94929 | 0.047914 | 1.4961 | 1.2164 | 7.8869 | 4.2112 | 1.094 | 1.1342 | 0.059543 | 0.062313 | 6.7969 | 0.77188 | 0.8113 | 10.3122 | 8.3716 | 12.375
517 | 33.0575 | 0.27478 | 0.096898 | 0.85088 | 0.050131 | 0.22781 | 20.4674 | 0.82023 | 0.95048 | 0.51485 | 1.0577 | 1.302 | 11.2579 | 2.6708 | 0.86654 | 0.58532 | 0.80619 | 0.077957 | 9.1366 | 0.86255 | 0.83831 | 9.0637 | 9.5695 | 14.1257
518 | 22.1123 | 0.30616 | 0.096277 | 0.85565 | 0.067055 | 0.19275 | 17.2848 | 0.90643 | 0.94377 | 0.28856 | 1.1109 | 1.7134 | 12.0102 | 2.8158 | 0.95029 | 1.0889 | 0.63264 | 0.026124 | 7.7136 | 0.87017 | 0.85148 | 8.4911 | 7.7481 | 11.1172
519 | 17.9125 | 0.35488 | 0.093471 | 0.90639 | 0.058665 | 0.19584 | 18.0371 | 0.82665 | 0.95596 | 0.1909 | 1.4378 | 1.6793 | 10.8151 | 4.0006 | 3.4164 | 1.8075 | 0.8385 | 0.064316 | 7.0501 | 0.83593 | 0.89085 | 10.0836 | 9.8166 | 12.481
520 | 31.1738 | 0.28438 | 0.099323 | 0.84547 | 0.038622 | 0.20574 | 23.5556 | 0.86387 | 0.94778 | 0.12639 | 1.1404 | 1.1355 | 10.348 | 1.9701 | 1.2977 | 1.6511 | 0.87724 | 0.074835 | 8.8439 | 0.8007 | 0.87741 | 10.4701 | 9.1292 | 11.2967
521 | 21.497 | 0.35568 | 0.098485 | 0.90089 | 0.064587 | 0.24493 | 20.029 | 0.89961 | 0.92199 | 0.051703 | 1.4534 | 1.6072 | 11.3634 | 2.71 | 1.2807 | 0.623 | 1.1465 | 0.023984 | 9.7249 | 0.84494 | 0.79684 | 9.9769 | 6.3382 | 12.734
522 | 16.097 | 0.33858 | 0.078308 | 0.8302 | 0.050038 | 0.19532 | 23.1161 | 0.86721 | 0.95172 | 0.53344 | 1.3819 | 1.7403 | 8.2413 | 2.2668 | 3.8524 | 1.3462 | 0.99382 | 0.027436 | 6.9457 | 0.80867 | 0.84962 | 6.5883 | 8.9056 | 8.7191
523 | 25.8589 | 0.30956 | 0.094997 | 0.86084 | 0.052085 | 0.20834 | 12.6747 | 0.88631 | 0.93638 | 0.31056 | 1.2872 | 1.2188 | 10.5815 | 1.815 | 3.5571 | 0.7019 | 0.62453 | 0.037962 | 8.3683 | 0.77097 | 0.80347 | 9.129 | 8.1342 | 9.543
524 | 25.592 | 0.32214 | 0.10148 | 0.86719 | 0.043685 | 0.20162 | 16.5505 | 0.9018 | 0.94841 | 0.16904 | 1.3155 | 1.423 | 7.5324 | 1.618 | 2.2676 | 1.2909 | 0.6511 | 0.023766 | 6.7516 | 0.80475 | 0.81426 | 11.4215 | 7.5371 | 12.0863
525 | 23.9351 | 0.26261 | 0.094598 | 0.89739 | 0.041184 | 0.23335 | 21.7451 | 0.85547 | 0.93893 | 0.14953 | 1.4575 | 1.5888 | 12.9354 | 3.598 | 1.666 | 0.77433 | 0.53968 | 0.061086 | 6.6894 | 0.79452 | 0.81694 | 8.1042 | 7.7345 | 9.7023
526 | 22.714 | 0.38921 | 0.10051 | 0.88727 | 0.063754 | 0.18558 | 15.0528 | 0.90062 | 0.91576 | 0.10197 | 1.1377 | 1.2928 | 13.2841 | 2.727 | 1.8124 | 0.4247 | 0.65996 | 0.071175 | 6.1101 | 0.82268 | 0.93247 | 7.0569 | 9.2632 | 15.7685
527 | 26.7538 | 0.2863 | 0.091853 | 0.86189 | 0.067686 | 0.20568 | 21.8144 | 0.89691 | 0.94601 | 0.49233 | 1.4561 | 1.6575 | 13.6228 | 2.8959 | 1.4864 | 0.90846 | 0.32345 | 0.060754 | 6.8119 | 0.7856 | 0.7984 | 8.2356 | 8.1614 | 12.4668
528 | 17.4102 | 0.39329 | 0.10887 | 0.8764 | 0.072241 | 0.20255 | 23.19 | 0.82642 | 0.9361 | 0.38167 | 1.37 | 1.2948 | 8.7802 | 2.969 | 2.0906 | 1.7468 | 0.63872 | 0.05617 | 9.1348 | 0.79042 | 0.84156 | 11.0106 | 6.8564 | 15.2625
529 | 22.6097 | 0.28895 | 0.084843 | 0.88879 | 0.065616 | 0.21923 | 23.6593 | 0.8971 | 0.93778 | 0.13446 | 1.206 | 1.509 | 15.0335 | 1.8763 | 3.4037 | 0.51952 | 0.9996 | 0.031504 | 6.9516 | 0.83706 | 0.84065 | 10.4231 | 9.6262 | 8.3667
530 | 25.6847 | 0.32109 | 0.1111 | 0.90005 | 0.034975 | 0.20262 | 25.8726 | 0.79313 | 0.93668 | 0.19414 | 1.0043 | 1.7869 | 12.485 | 3.2178 | 2.1926 | 0.60048 | 0.22147 | 0.025247 | 8.5075 | 0.81087 | 0.85003 | 9.3836 | 8.0689 | 12.3494
531 | 20.8955 | 0.31756 | 0.090278 | 0.84256 | 0.056662 | 0.19274 | 22.3432 | 0.89268 | 0.95199 | 0.60684 | 1.4393 | 1.1395 | 8.7772 | 3.8929 | 0.62245 | 1.141 | 0.75996 | 0.058126 | 9.0233 | 0.84517 | 0.89224 | 8.7418 | 8.2909 | 10.9423
532 | 34.5636 | 0.28748 | 0.096579 | 0.83157 | 0.061208 | 0.2116 | 19.624 | 0.91114 | 0.92977 | 0.02675 | 1.5189 | 1.6741 | 11.9955 | 3.7107 | 1.4351 | 0.95687 | 0.14402 | 0.067778 | 7.214 | 0.83626 | 0.86736 | 10.9477 | 7.3514 | 12.8446
533 | 25.948 | 0.31024 | 0.073195 | 0.90051 | 0.06367 | 0.2133 | 16.3406 | 0.92039 | 0.92494 | 0.17405 | 1.092 | 1.337 | 12.1773 | 2.5748 | 2.1441 | 0.86374 | 0.94344 | 0.034288 | 7.2348 | 0.80276 | 0.89752 | 12.9945 | 9.2808 | 8.02
534 | 25.4284 | 0.31761 | 0.071257 | 0.89592 | 0.065097 | 0.20712 | 27.1719 | 0.89167 | 0.96681 | 0.23013 | 1.1021 | 1.3733 | 15.9288 | 0.66799 | 2.872 | 1.934 | 0.83891 | 0.060095 | 6.9775 | 0.77851 | 0.86996 | 6.2692 | 9.01 | 10.0263
535 | 15.1344 | 0.28174 | 0.074186 | 0.87574 | 0.040363 | 0.20952 | 24.2856 | 0.92466 | 0.93103 | 0.12063 | 1.0157 | 1.3365 | 13.4981 | 2.2253 | 3.1648 | 1.7704 | 1.0042 | 0.070177 | 8.7107 | 0.80525 | 0.82908 | 11.4696 | 9.2762 | 12.9293
536 | 18.508 | 0.27983 | 0.10278 | 0.87615 | 0.046761 | 0.23231 | 21.9998 | 0.91283 | 0.96082 | 0.063578 | 1.4129 | 1.5065 | 10.749 | 4.1102 | 3.6272 | 0.98279 | 0.51359 | 0.053997 | 6.6145 | 0.73454 | 0.89994 | 10.142 | 7.2907 | 10.6342
537 | 34.2417 | 0.30947 | 0.086469 | 0.81284 | 0.044202 | 0.22344 | 15.9626 | 0.91358 | 0.94915 | 0.41634 | 0.98662 | 1.7956 | 12.9414 | 4.2655 | 2.3443 | 1.2854 | 0.48342 | 0.070509 | 8.6032 | 0.82854 | 0.86034 | 11.051 | 9.6158 | 10.337
538 | 22.0038 | 0.33665 | 0.1026 | 0.8035 | 0.049019 | 0.20655 | 19.002 | 0.89779 | 0.93369 | 0.095457 | 1.1666 | 1.6887 | 9.1526 | 2.6404 | 2.2825 | 1.2832 | 0.41049 | 0.040016 | 8.8969 | 0.82312 | 0.85022 | 10.3071 | 7.067 | 13.1222
539 | 27.8632 | 0.29422 | 0.063179 | 0.84699 | 0.055233 | 0.19296 | 21.8677 | 0.91329 | 0.93535 | 0.30002 | 1.2402 | 1.5304 | 7.7445 | 2.3792 | 1.0515 | 1.9855 | 0.15164 | 0.074607 | 6.5744 | 0.72632 | 0.83067 | 12.7685 | 6.2681 | 11.9587
540 | 21.8272 | 0.27326 | 0.083485 | 0.86993 | 0.051933 | 0.19084 | 19.8822 | 0.93836 | 0.93618 | 0.17288 | 1.4176 | 1.3196 | 12.6359 | 3.5835 | 3.0977 | 1.2023 | 0.98851 | 0.056497 | 7.2732 | 0.83866 | 0.85041 | 8.9199 | 9.8376 | 11.3451
541 | 28.7208 | 0.32316 | 0.069731 | 0.88738 | 0.03634 | 0.20077 | 14.6105 | 0.85473 | 0.949 | 0.054226 | 1.0426 | 1.1844 | 10.4251 | 4.6265 | 2.6016 | 1.1841 | 0.51732 | 0.062188 | 6.9855 | 0.78211 | 0.82044 | 7.2667 | 8.0144 | 14.2355
542 | 10.9477 | 0.31981 | 0.097118 | 0.88745 | 0.06978 | 0.20232 | 26.1813 | 0.91637 | 0.93551 | 0.11386 | 1.4259 | 1.4611 | 8.4472 | 1.7059 | 1.6119 | 1.0212 | 1.0141 | 0.05893 | 8.8584 | 0.81004 | 0.83324 | 6.5653 | 7.5301 | 11.9187
543 | 23.4683 | 0.3146 | 0.092489 | 0.91227 | 0.050915 | 0.19769 | 13.0287 | 0.90855 | 0.95007 | 0.30355 | 1.5358 | 1.3349 | 13.6913 | 2.2542 | 3.1098 | 1.711 | 0.14294 | 0.073179 | 9.2837 | 0.79521 | 0.90092 | 7.2069 | 8.0293 | 9.0133
544 | 28.5516 | 0.2636 | 0.10892 | 0.90756 | 0.045284 | 0.1984 | 19.6209 | 0.80189 | 0.92953 | 0.24515 | 0.98959 | 1.2795 | 9.5756 | 2.1847 | 0.6518 | 1.7032 | 0.76859 | 0.054855 | 6.9671 | 0.76619 | 0.86423 | 10.4653 | 9.4645 | 13.1608
545 | 18.9117 | 0.27424 | 0.1064 | 0.9053 | 0.067238 | 0.20361 | 11.9794 | 0.85899 | 0.94318 | 0.34773 | 1.3081 | 1.5331 | 10.1074 | 1.4709 | 2.6228 | 0.79523 | 0.7653 | 0.032051 | 9.0493 | 0.79146 | 0.91213 | 12.6355 | 7.7126 | 12.8705
546 | 22.0296 | 0.32853 | 0.11675 | 0.87756 | 0.042981 | 0.20794 | 14.0803 | 0.83611 | 0.91226 | 0.36834 | 1.3378 | 1.7509 | 10.7163 | 1.187 | 1.7214 | 0.76513 | 1.1744 | 0.036065 | 7.622 | 0.76033 | 0.82156 | 10.8457 | 8.8857 | 9.387
547 | 17.7207 | 0.2958 | 0.11428 | 0.88715 | 0.055931 | 0.18379 | 22.7424 | 0.83457 | 0.94326 | 0.375 | 1.2497 | 1.7554 | 9.5231 | 1.3117 | 1.4096 | 0.5106 | 1.1695 | 0.061145 | 6.7813 | 0.72319 | 0.81317 | 8.5314 | 8.6306 | 15.8251
548 | 29.8378 | 0.32701 | 0.10577 | 0.88615 | 0.055137 | 0.22936 | 20.8451 | 0.87894 | 0.9238 | 0.013829 | 1.0179 | 1.5291 | 12.225 | 3.2914 | 1.9339 | 1.9437 | 0.055988 | 0.063897 | 6.8656 | 0.81838 | 0.87291 | 9.7515 | 8.1966 | 11.3074
549 | 13.8188 | 0.26598 | 0.085473 | 0.89908 | 0.048845 | 0.23613 | 19.5628 | 0.85306 | 0.95455 | 0.2265 | 1.4661 | 1.712 | 12.7152 | 0.8515 | 2.3478 | 1.0259 | 0.92994 | 0.057688 | 8.5128 | 0.83614 | 0.85289 | 6.4832 | 8.231 | 13.8102
550 | 32.2031 | 0.31331 | 0.1054 | 0.91772 | 0.0344 | 0.21045 | 16.4897 | 0.91677 | 0.9279 | 0.19989 | 1.2041 | 1.1445 | 11.7911 | 2.5204 | 0.86973 | 1.2198 | 0.82776 | 0.079244 | 8.0179 | 0.77729 | 0.80541 | 11.907 | 6.1638 | 12.8164
551 | 16.7912 | 0.2822 | 0.098147 | 0.91328 | 0.03858 | 0.1895 | 16.6929 | 0.93488 | 0.94264 | 0.41485 | 1.2998 | 1.3245 | 12.0172 | 4.1872 | 1.4616 | 0.49804 | 0.96499 | 0.076702 | 9.2548 | 0.74325 | 0.90014 | 10.6355 | 9.9142 | 14.1639
552 | 24.4279 | 0.30201 | 0.11406 | 0.86524 | 0.040794 | 0.21144 | 17.7157 | 0.88652 | 0.94075 | 0.50813 | 1.1375 | 1.476 | 7.6684 | 2.0243 | 2.086 | 1.7432 | 0.81438 | 0.027965 | 8.2571 | 0.84389 | 0.88309 | 10.0563 | 7.8314 | 12.517
553 | 15.7261 | 0.34345 | 0.064914 | 0.87504 | 0.046894 | 0.19604 | 16.9899 | 0.86276 | 0.90976 | 0.014239 | 1.4414 | 1.865 | 10.7908 | 2.7158 | 1.0867 | 0.455 | 0.16353 | 0.054932 | 6.4306 | 0.84421 | 0.7867 | 9.9935 | 8.7034 | 10.0192
554 | 30.2908 | 0.33532 | 0.10162 | 0.82317 | 0.074112 | 0.19938 | 24.2463 | 0.77805 | 0.9513 | 0.14779 | 1.5593 | 1.2377 | 9.449 | 2.7916 | 2.1346 | 1.8636 | 0.79742 | 0.059748 | 9.3694 | 0.7478 | 0.85869 | 9.004 | 9.0973 | 15.3976
555 | 20.4018 | 0.36757 | 0.11164 | 0.89817 | 0.058043 | 0.22046 | 20.3588 | 0.9082 | 0.90951 | 0.22888 | 1.3425 | 1.4289 | 9.8708 | 2.3945 | 2.4225 | 1.9213 | 0.73121 | 0.041736 | 9.741 | 0.8596 | 0.8519 | 10.5186 | 9.6358 | 15.8959
556 | 30.5351 | 0.2947 | 0.10431 | 0.86803 | 0.046858 | 0.19323 | 18.184 | 0.78719 | 0.95351 | 0.061799 | 1.2191 | 1.4018 | 10.0783 | 2.6331 | 0.65817 | 0.83516 | 0.52172 | 0.029686 | 9.4591 | 0.75831 | 0.87865 | 8.5417 | 8.0752 | 8.6591
557 | 28.3015 | 0.3752 | 0.088794 | 0.89055 | 0.068293 | 0.23753 | 13.9702 | 0.85815 | 0.94949 | 0.11886 | 1.2654 | 1.7647 | 11.7107 | 2.3397 | 3.8041 | 1.576 | 0.5842 | 0.078327 | 6.9356 | 0.80808 | 0.8622 | 11.2471 | 8.392 | 15.139
558 | 27.4732 | 0.33363 | 0.096412 | 0.84726 | 0.074759 | 0.20387 | 23.6985 | 0.86466 | 0.94796 | 0.81322 | 1.4142 | 1.2215 | 12.2515 | 3.3653 | 2.6296 | 0.75858 | 0.70558 | 0.023395 | 6.9592 | 0.80455 | 0.85829 | 11.3207 | 9.7619 | 12.1771
559 | 13.9317 | 0.37434 | 0.085144 | 0.86625 | 0.057693 | 0.20614 | 13.1368 | 0.83415 | 0.94952 | 0.38552 | 1.295 | 1.3258 | 12.1457 | 3.6852 | 2.6886 | 1.5422 | 0.44041 | 0.074285 | 6.3664 | 0.84386 | 0.78264 | 9.6882 | 7.0468 | 10.5596
560 | 16.2268 | 0.29681 | 0.11646 | 0.84698 | 0.045975 | 0.23474 | 27.1499 | 0.87982 | 0.92889 | 0.20475 | 1.1513 | 1.5497 | 11.0757 | 3.7297 | 1.3527 | 1.4466 | 1.072 | 0.077223 | 8.5309 | 0.80734 | 0.85683 | 11.2927 | 9.007 | 8.0866
561 | 25.4501 | 0.36795 | 0.10349 | 0.88688 | 0.050834 | 0.1921 | 14.8468 | 0.88851 | 0.94895 | 0.34599 | 1.1166 | 1.4665 | 9.0839 | 3.8787 | 1.0746 | 0.58745 | 0.4937 | 0.030187 | 9.9946 | 0.79524 | 0.8478 | 5.9659 | 8.2851 | 12.0906
562 | 22.5528 | 0.26288 | 0.086703 | 0.89398 | 0.039065 | 0.24309 | 17.1577 | 0.8443 | 0.96573 | 0.19832 | 1.2693 | 1.7344 | 11.5515 | 2.6977 | 2.5983 | 0.64011 | 0.67928 | 0.025544 | 9.9687 | 0.73588 | 0.84574 | 10.7864 | 8.6518 | 8.1601
563 | 29.9063 | 0.35555 | 0.088194 | 0.85404 | 0.054368 | 0.19526 | 26.4683 | 0.85405 | 0.96304 | 0.11783 | 1.3876 | 1.4375 | 9.9161 | 2.5814 | 2.1344 | 1.7257 | 1.0479 | 0.031923 | 8.2068 | 0.85607 | 0.83545 | 9.4576 | 6.239 | 11.0983
564 | 23.8064 | 0.34279 | 0.069798 | 0.89639 | 0.050608 | 0.1956 | 19.8451 | 0.92155 | 0.93703 | 0.61004 | 1.3517 | 1.1649 | 13.1938 | 1.4156 | 3.9744 | 1.1659 | 0.65453 | 0.033218 | 6.8235 | 0.80395 | 0.87359 | 13.2476 | 6.6 | 15.1065
565 | 22.0762 | 0.30884 | 0.098679 | 0.89047 | 0.062166 | 0.22801 | 19.954 | 0.8618 | 0.9428 | 0.040032 | 1.2752 | 1.203 | 7.7047 | 3.5048 | 3.4532 | 0.84985 | 0.66675 | 0.047966 | 7.3291 | 0.76669 | 0.86098 | 10.2014 | 7.2702 | 15.3126
566 | 26.5181 | 0.27711 | 0.079875 | 0.90713 | 0.051626 | 0.20841 | 26.6408 | 0.91692 | 0.93265 | 0.038312 | 1.2744 | 1.5995 | 14.7871 | 0.8613 | 2.7731 | 0.69262 | 1.1811 | 0.077687 | 6.2527 | 0.76224 | 0.79299 | 9.5819 | 8.2691 | 14.2212
567 | 30.0155 | 0.28709 | 0.093842 | 0.90645 | 0.041893 | 0.23793 | 18.2258 | 0.83476 | 0.9441 | 0.19515 | 1.0245 | 1.4741 | 11.0478 | 4.0033 | 1.0104 | 1.3686 | 0.1087 | 0.066434 | 8.5768 | 0.81464 | 0.88156 | 10.1578 | 9.487 | 11.0946
568 | 24.2307 | 0.27748 | 0.097325 | 0.85645 | 0.04977 | 0.18589 | 20.1699 | 0.92228 | 0.94419 | 0.29869 | 1.0199 | 1.778 | 10.4333 | 1.5729 | 0.55956 | 1.3915 | 0.60553 | 0.059827 | 6.9064 | 0.82442 | 0.81928 | 6.7731 | 9.2312 | 13.0396
569 | 19.3168 | 0.3238 | 0.10078 | 0.8951 | 0.056691 | 0.19696 | 16.523 | 0.90426 | 0.95129 | 0.029962 | 1.032 | 1.4601 | 11.1005 | 1.655 | 1.186 | 1.444 | 0.1805 | 0.048978 | 7.1331 | 0.85191 | 0.79788 | 10.9593 | 7.285 | 8.4046
570 | 17.989 | 0.33511 | 0.092125 | 0.86577 | 0.063723 | 0.2348 | 22.3319 | 0.90368 | 0.94608 | 0.42099 | 1.2768 | 1.579 | 10.2908 | 4.3334 | 2.2217 | 1.9375 | 0.44911 | 0.042775 | 6.155 | 0.8728 | 0.80269 | 12.3017 | 8.3972 | 9.1655
571 | 21.2913 | 0.33088 | 0.084472 | 0.88258 | 0.054491 | 0.213 | 25.6362 | 0.89928 | 0.95337 | 0.55443 | 1.0525 | 1.127 | 9.737 | 1.6808 | 2.8422 | 0.96449 | 1.1329 | 0.068065 | 6.4394 | 0.83544 | 0.78149 | 13.4435 | 8.9118 | 15.1865
572 | 16.0137 | 0.28354 | 0.082004 | 0.87117 | 0.055186 | 0.19516 | 23.9796 | 0.81873 | 0.91947 | 0.11104 | 1.2656 | 1.1543 | 9.7047 | 3.9581 | 3.4597 | 1.4386 | 1.0231 | 0.050317 | 7.8961 | 0.83885 | 0.88692 | 9.3154 | 9.5849 | 10.9569
573 | 18.4244 | 0.33337 | 0.079255 | 0.89082 | 0.060842 | 0.21396 | 27.5631 | 0.86293 | 0.94438 | 0.42354 | 1.4295 | 1.7018 | 12.166 | 2.6344 | 0.60749 | 1.4212 | 0.55447 | 0.05898 | 7.6434 | 0.82532 | 0.8313 | 10.8271 | 6.7611 | 11.9667
574 | 15.807 | 0.30845 | 0.092117 | 0.88517 | 0.068018 | 0.22688 | 17.9548 | 0.87768 | 0.96249 | 0.24971 | 0.9708 | 1.2798 | 11.1634 | 3.7625 | 2.2724 | 0.44701 | 0.087217 | 0.058659 | 7.9263 | 0.81668 | 0.80261 | 14.3166 | 9.5404 | 13.2851
575 | 20.0609 | 0.26994 | 0.10217 | 0.87841 | 0.047942 | 0.19922 | 19.9951 | 0.79933 | 0.94882 | 0.12373 | 1.5445 | 1.1819 | 11.653 | 2.902 | 2.3718 | 1.0335 | 0.93776 | 0.067395 | 6.5152 | 0.77302 | 0.89924 | 5.544 | 7.793 | 15.0185
576 | 22.4538 | 0.31385 | 0.073777 | 0.82196 | 0.051865 | 0.21532 | 13.7669 | 0.90008 | 0.93342 | 0.10999 | 1.3794 | 1.344 | 12.7609 | 4.7241 | 3.6339 | 0.60425 | 0.70158 | 0.078418 | 7.7012 | 0.77659 | 0.8705 | 9.4061 | 6.2822 | 15.7178
577 | 17.5177 | 0.35668 | 0.09577 | 0.83786 | 0.065982 | 0.19168 | 19.1341 | 0.85225 | 0.94727 | 0.089478 | 0.94257 | 1.6406 | 9.1989 | 3.7942 | 2.8407 | 1.7732 | 0.74482 | 0.045389 | 9.8402 | 0.77759 | 0.80789 | 5.4926 | 9.661 | 11.026
578 | 22.9883 | 0.28092 | 0.084877 | 0.89483 | 0.036232 | 0.20496 | 21.1885 | 0.92184 | 0.90673 | 0.37294 | 1.062 | 1.2462 | 8.997 | 2.3171 | 1.0408 | 1.4948 | 1.1291 | 0.071257 | 9.9111 | 0.78698 | 0.89484 | 10.5132 | 6.3203 | 10.4205
579 | 23.363 | 0.36693 | 0.098813 | 0.88534 | 0.042671 | 0.18976 | 20.7782 | 0.7755 | 0.92222 | 0.3018 | 1.4566 | 1.6598 | 13.3549 | 3.2539 | 2.9136 | 1.9066 | 0.19495 | 0.070701 | 8.9551 | 0.77455 | 0.85177 | 8.2424 | 6.191 | 12.3419
580 | 29.4449 | 0.30095 | 0.095677 | 0.85783 | 0.052 | 0.18847 | 16.271 | 0.80211 | 0.93676 | 0.2172 | 0.96279 | 1.2354 | 12.6771 | 0.93946 | 1.6091 | 1.5231 | 0.49016 | 0.034741 | 7.3631 | 0.81952 | 0.84612 | 13.0611 | 9.7103 | 8.0593
581 | 17.7411 | 0.33227 | 0.099127 | 0.88456 | 0.043312 | 0.19811 | 18.2485 | 0.81325 | 0.94006 | 0.10469 | 1.4213 | 1.3822 | 15.2914 | 2.043 | 3.2978 | 1.7472 | 0.64477 | 0.045147 | 7.2043 | 0.80284 | 0.87331 | 8.5465 | 9.5453 | 11.4588
582 | 20.5976 | 0.33101 | 0.11534 | 0.886 | 0.049088 | 0.22421 | 22.0511 | 0.88734 | 0.95192 | 0.20561 | 1.0405 | 1.4165 | 8.3995 | 3.2022 | 1.7145 | 0.85987 | 0.41302 | 0.029283 | 6.3718 | 0.78286 | 0.85609 | 9.3719 | 9.6441 | 10.3055
583 | 17.1225 | 0.32335 | 0.10456 | 0.87056 | 0.058971 | 0.21954 | 28.5983 | 0.89894 | 0.95974 | 0.25366 | 1.5211 | 1.3128 | 13.7566 | 3.1525 | 1.2742 | 0.6248 | 1.1312 | 0.058067 | 6.0033 | 0.79362 | 0.76897 | 5.5983 | 9.226 | 9.7656
584 | 21.8135 | 0.32929 | 0.084983 | 0.82883 | 0.057206 | 0.20247 | 21.3678 | 0.91239 | 0.94766 | 0.24443 | 1.0153 | 1.4762 | 10.4763 | 3.5499 | 1.5899 | 1.0676 | 0.29697 | 0.024828 | 9.8824 | 0.79496 | 0.87442 | 9.4986 | 7.3997 | 11.1945
585 | 32.9174 | 0.28023 | 0.10588 | 0.89961 | 0.055509 | 0.19286 | 17.8443 | 0.87089 | 0.9141 | 0.35253 | 1.3562 | 1.4307 | 10.3167 | 3.4536 | 3.9027 | 0.94227 | 0.95169 | 0.076889 | 9.7752 | 0.73371 | 0.86682 | 12.7612 | 6.6105 | 12.0256
586 | 32.3117 | 0.30864 | 0.08109 | 0.9069 | 0.052432 | 0.20433 | 17.0007 | 0.8493 | 0.9305 | 0.74077 | 1.0715 | 1.5652 | 13.9305 | 2.0826 | 2.8065 | 0.94348 | 1.1587 | 0.065647 | 6.6213 | 0.75393 | 0.79389 | 12.3824 | 6.9853 | 15.4344
587 | 20.802 | 0.36434 | 0.094571 | 0.8979 | 0.054549 | 0.24139 | 19.5075 | 0.79249 | 0.95231 | 0.21814 | 1.325 | 1.2966 | 7.1958 | 1.5312 | 2.882 | 0.60666 | 0.56186 | 0.065004 | 7.8923 | 0.7872 | 0.81008 | 10.0143 | 7.811 | 9.5316
588 | 26.5779 | 0.35069 | 0.084003 | 0.87536 | 0.072327 | 0.20589 | 18.3995 | 0.89942 | 0.94683 | 0.027342 | 1.0278 | 1.685 | 6.9924 | 3.0727 | 3.0957 | 1.6724 | 0.69871 | 0.024638 | 6.4004 | 0.79246 | 0.89793 | 10.7987 | 9.4709 | 14.7024
589 | 27.9287 | 0.29429 | 0.094758 | 0.88062 | 0.055577 | 0.22366 | 19.5425 | 0.80436 | 0.95803 | 0.14296 | 1.1359 | 1.4935 | 10.018 | 4.1775 | 3.2279 | 0.74893 | 0.56995 | 0.056836 | 7.7761 | 0.78854 | 0.8305 | 13.0661 | 8.0357 | 10.3201
590 | 13.8695 | 0.31784 | 0.080708 | 0.84098 | 0.059467 | 0.2355 | 20.7237 | 0.88182 | 0.9372 | 0.21284 | 1.1567 | 1.6458 | 5.4263 | 3.2114 | 3.0395 | 0.52439 | 0.5044 | 0.055976 | 8.7527 | 0.77226 | 0.80596 | 8.3579 | 7.5499 | 10.3828
591 | 21.3039 | 0.36003 | 0.081441 | 0.83744 | 0.050841 | 0.21026 | 19.304 | 0.90377 | 0.94913 | 0.11775 | 1.1726 | 1.7251 | 9.6954 | 3.5216 | 1.4511 | 0.46712 | 0.95584 | 0.036917 | 8.488 | 0.79783 | 0.84452 | 11.8994 | 6.7349 | 8.9574
592 | 20.3514 | 0.37249 | 0.098056 | 0.88657 | 0.042623 | 0.19722 | 22.1178 | 0.90336 | 0.91688 | 0.1239 | 1.031 | 1.6255 | 8.8911 | 4.8266 | 3.6142 | 0.80659 | 0.74729 | 0.022366 | 8.4445 | 0.80827 | 0.9084 | 11.3365 | 9.8926 | 8.1792
593 | 15.9388 | 0.25588 | 0.065317 | 0.862 | 0.065599 | 0.18542 | 20.5497 | 0.91305 | 0.92918 | 0.46905 | 0.9569 | 1.2148 | 11.7094 | 3.0696 | 0.5449 | 1.1541 | 0.55277 | 0.070243 | 6.4506 | 0.80953 | 0.82986 | 9.5328 | 7.7695 | 9.9176
594 | 25.0797 | 0.29086 | 0.10026 | 0.83455 | 0.062024 | 0.21057 | 21.9866 | 0.81431 | 0.92969 | 0.11729 | 0.94662 | 1.8378 | 6.8873 | 2.5087 | 2.9362 | 0.6062 | 0.97215 | 0.074683 | 6.0796 | 0.77324 | 0.82168 | 13.7761 | 9.3333 | 13.171
595 | 14.7637 | 0.35381 | 0.083831 | 0.83971 | 0.051243 | 0.18682 | 21.7585 | 0.80311 | 0.9398 | 0.17818 | 1.327 | 1.3905 | 12.9722 | 3.2242 | 0.83636 | 1.4658 | 1.1827 | 0.023562 | 6.8524 | 0.77482 | 0.91159 | 10.8827 | 9.4155 | 8.666
596 | 27.4327 | 0.32803 | 0.065562 | 0.87592 | 0.032539 | 0.19025 | 25.1709 | 0.89583 | 0.94402 | 0.2853 | 0.9758 | 1.1974 | 11.861 | 3.0799 | 2.4184 | 0.72612 | 0.42617 | 0.035088 | 7.3555 | 0.72982 | 0.88179 | 10.8319 | 7.8848 | 11.5439
597 | 20.6839 | 0.30385 | 0.099828 | 0.86159 | 0.040964 | 0.18802 | 20.5234 | 0.81594 | 0.94834 | 0.17465 | 1.3403 | 1.8063 | 12.35 | 2.7317 | 3.8094 | 0.63573 | 1.1236 | 0.048203 | 8.8109 | 0.8308 | 0.8601 | 9.6639 | 7.4296 | 9.4396
598 | 15.0057 | 0.31618 | 0.066949 | 0.83821 | 0.059194 | 0.18236 | 16.3011 | 0.82439 | 0.93485 | 0.25939 | 0.96895 | 1.5504 | 8.5619 | 2.8499 | 3.6164 | 1.2666 | 0.34107 | 0.05445 | 7.4309 | 0.78374 | 0.7909 | 7.8216 | 8.4549 | 10.4873
599 | 24.446 | 0.38324 | 0.07483 | 0.8912 | 0.0502 | 0.18739 | 16.9439 | 0.90992 | 0.95473 | 0.2018 | 1.0021 | 1.5941 | 13.0636 | 2.4664 | 3.0147 | 0.50943 | 0.37741 | 0.06003 | 6.9214 | 0.84152 | 0.87026 | 9.1858 | 8.366 | 12.9081
600 | 12.6252 | 0.3043 | 0.080863 | 0.89234 | 0.046832 | 0.24926 | 18.8605 | 0.91879 | 0.93814 | 0.082475 | 1.4438 | 1.6758 | 14.0164 | 0.958 | 0.93566 | 1.5185 | 0.48433 | 0.044651 | 6.3616 | 0.81493 | 0.8339 | 14.6643 | 6.6963 | 14.8747
601 | 29.5642 | 0.31374 | 0.10797 | 0.86041 | 0.041581 | 0.20156 | 20.1038 | 0.87784 | 0.9413 | 0.027986 | 1.2305 | 1.5674 | 12.7538 | 3.2856 | 3.6982 | 1.8713 | 0.76913 | 0.034517 | 7.6988 | 0.79468 | 0.82339 | 7.8869 | 8.9399 | 12.8487
602 | 27.2243 | 0.33397 | 0.1049 | 0.90901 | 0.063508 | 0.20273 | 24.1401 | 0.89777 | 0.95322 | 0.097419 | 1.3466 | 1.5926 | 10.3849 | 2.2225 | 1.5185 | 0.4591 | 0.12657 | 0.062257 | 6.0924 | 0.79427 | 0.79973 | 10.4042 | 9.8331 | 14.2135
603 | 13.999 | 0.29564 | 0.10248 | 0.91315 | 0.064955 | 0.2281 | 20.8559 | 0.82861 | 0.93033 | 0.36293 | 1.4064 | 1.8464 | 12.478 | 3.7978 | 0.59321 | 0.88454 | 0.228 | 0.020294 | 7.3977 | 0.78853 | 0.90232 | 8.6061 | 8.7957 | 11.8825
604 | 32.3772 | 0.31497 | 0.10212 | 0.86846 | 0.061774 | 0.22594 | 19.6567 | 0.75916 | 0.93429 | 0.15492 | 1.4553 | 1.2426 | 12.3698 | 2.803 | 1.7887 | 0.73221 | 0.19877 | 0.054318 | 9.2668 | 0.82945 | 0.81619 | 10.6679 | 9.6987 | 15.1925
605 | 27.2402 | 0.31699 | 0.092421 | 0.88498 | 0.065132 | 0.19465 | 15.4159 | 0.83129 | 0.92299 | 0.031991 | 1.2808 | 1.7056 | 8.5379 | 2.5477 | 2.7049 | 0.65981 | 0.77053 | 0.049819 | 8.4277 | 0.78402 | 0.82549 | 9.8746 | 6.6876 | 11.9019
606 | 27.6112 | 0.35746 | 0.094322 | 0.85324 | 0.035521 | 0.20933 | 26.3154 | 0.83656 | 0.94791 | 0.37775 | 0.98562 | 1.5872 | 14.4275 | 2.0568 | 3.1437 | 1.0945 | 0.5359 | 0.061486 | 9.2239 | 0.76528 | 0.81612 | 12.1278 | 8.3234 | 13.921
607 | 17.3588 | 0.33069 | 0.07752 | 0.85593 | 0.046035 | 0.20289 | 18.5492 | 0.85069 | 0.93299 | 0.26825 | 1.5215 | 1.7104 | 11.7596 | 2.1819 | 1.4046 | 1.7354 | 0.60247 | 0.039513 | 7.0302 | 0.81432 | 0.86454 | 14.6086 | 6.8308 | 12.2866
608 | 24.1735 | 0.33446 | 0.095819 | 0.84886 | 0.059275 | 0.19749 | 14.0387 | 0.78662 | 0.92691 | 0.28672 | 1.295 | 1.6099 | 8.1844 | 3.0349 | 0.9167 | 0.99265 | 0.55555 | 0.029987 | 6.9957 | 0.80501 | 0.84771 | 7.1115 | 9.4993 | 8.6888
609 | 16.11 | 0.3727 | 0.082154 | 0.89652 | 0.04592 | 0.24284 | 28.2147 | 0.83577 | 0.93241 | 0.61828 | 1.4871 | 1.2821 | 9.6481 | 3.8582 | 2.3815 | 1.5066 | 0.12551 | 0.046483 | 8.2509 | 0.74527 | 0.88238 | 9.4126 | 9.6841 | 11.9707
610 | 27.5236 | 0.37869 | 0.09151 | 0.87405 | 0.053398 | 0.18155 | 23.8538 | 0.90752 | 0.94647 | 0.68775 | 1.459 | 1.6387 | 12.8562 | 3.1594 | 3.8481 | 1.5829 | 1.1171 | 0.025694 | 7.8411 | 0.8133 | 0.81368 | 13.3441 | 7.481 | 11.5323
611 | 19.2203 | 0.3848 | 0.10473 | 0.80104 | 0.045707 | 0.23703 | 25.0227 | 0.82146 | 0.93498 | 0.52025 | 1.2501 | 1.2696 | 11.9124 | 3.023 | 3.257 | 1.0594 | 0.42935 | 0.030554 | 7.0948 | 0.77511 | 0.90138 | 6.8142 | 6.7001 | 8.7753
612 | 17.061 | 0.34083 | 0.09522 | 0.89166 | 0.056752 | 0.20191 | 19.4784 | 0.84828 | 0.94657 | 0.19727 | 1.168 | 1.7065 | 14.7683 | 4.1557 | 1.0383 | 1.533 | 0.90026 | 0.022072 | 9.8912 | 0.78909 | 0.87597 | 12.1196 | 8.3792 | 14.8136
613 | 29.4111 | 0.29037 | 0.099102 | 0.84995 | 0.041304 | 0.19255 | 21.3262 | 0.76706 | 0.96063 | 0.78022 | 1.5324 | 1.3826 | 14.7316 | 1.7867 | 0.51779 | 1.8223 | 0.054021 | 0.055582 | 8.1855 | 0.80194 | 0.84858 | 13.8452 | 7.2764 | 15.6793
614 | 23.3904 | 0.30974 | 0.10027 | 0.89392 | 0.053075 | 0.22442 | 16.4116 | 0.89211 | 0.90338 | 0.51756 | 1.2598 | 1.4727 | 7.051 | 4.6539 | 0.66801 | 1.4265 | 1.1686 | 0.0741 | 7.8028 | 0.7416 | 0.77925 | 10.3215 | 6.9135 | 8.5478
615 | 27.2078 | 0.28449 | 0.078154 | 0.86323 | 0.060811 | 0.24055 | 17.2041 | 0.82247 | 0.94839 | 0.33093 | 1.0114 | 1.3876 | 7.9928 | 3.3349 | 3.9633 | 0.68691 | 0.50636 | 0.029589 | 9.7682 | 0.83263 | 0.84531 | 11.0205 | 6.5064 | 10.4151
616 | 23.9138 | 0.3884 | 0.10481 | 0.88071 | 0.046919 | 0.19491 | 19.8919 | 0.84407 | 0.95689 | 0.056041 | 1.3234 | 1.6369 | 11.7486 | 3.9434 | 1.9737 | 1.5132 | 0.69464 | 0.073912 | 7.5371 | 0.83901 | 0.77277 | 8.3351 | 7.9423 | 10.5169
617 | 26.4553 | 0.2921 | 0.076078 | 0.84105 | 0.046682 | 0.20144 | 22.5728 | 0.91598 | 0.93771 | 0.19796 | 1.2338 | 1.7033 | 16.0063 | 4.2368 | 2.5769 | 1.4234 | 0.70924 | 0.028047 | 7.5847 | 0.78417 | 0.82487 | 8.7712 | 8.2103 | 14.0088
618 | 26.5298 | 0.31425 | 0.069673 | 0.8985 | 0.049876 | 0.2167 | 21.9564 | 0.86918 | 0.93569 | 0.045266 | 1.298 | 1.3486 | 12.5439 | 3.2276 | 0.5408 | 0.73101 | 1.1031 | 0.044523 | 9.0529 | 0.7738 | 0.82771 | 10.4069 | 7.2814 | 12.5048
619 | 22.6796 | 0.37795 | 0.10972 | 0.86892 | 0.071694 | 0.1871 | 25.3797 | 0.8676 | 0.94535 | 0.30462 | 1.5568 | 1.5485 | 10.3359 | 2.5448 | 2.0441 | 1.1477 | 0.68912 | 0.027583 | 6.767 | 0.76687 | 0.89279 | 8.6683 | 9.232 | 14.5642
620 | 24.1223 | 0.27059 | 0.095059 | 0.8909 | 0.062367 | 0.18396 | 21.2443 | 0.93996 | 0.94049 | 0.31752 | 1.5132 | 1.1928 | 9.5693 | 2.2001 | 3.8176 | 1.9045 | 0.74585 | 0.042511 | 6.633 | 0.77619 | 0.8128 | 6.7808 | 6.3558 | 10.768
621 | 21.6629 | 0.33869 | 0.086937 | 0.84664 | 0.051741 | 0.20389 | 22.4511 | 0.82523 | 0.93113 | 0.017876 | 0.97511 | 1.763 | 11.6202 | 1.2323 | 0.64058 | 1.0703 | 0.17437 | 0.059202 | 6.4327 | 0.81036 | 0.86923 | 11.717 | 9.4041 | 14.096
622 | 15.6173 | 0.2737 | 0.087041 | 0.86077 | 0.049973 | 0.20419 | 20.3268 | 0.90931 | 0.95315 | 0.34498 | 1.0865 | 1.4356 | 16.603 | 3.7577 | 2.5591 | 0.92286 | 0.39905 | 0.078696 | 6.6933 | 0.79094 | 0.85081 | 11.0667 | 9.5039 | 10.6402
623 | 29.3636 | 0.36523 | 0.093025 | 0.87989 | 0.059631 | 0.18647 | 22.6978 | 0.76025 | 0.92949 | 0.73367 | 0.95155 | 1.8399 | 14.1519 | 4.9125 | 3.064 | 0.69714 | 0.27241 | 0.069776 | 7.7445 | 0.8376 | 0.8294 | 12.1701 | 9.1527 | 13.7967
624 | 21.1076 | 0.28587 | 0.10174 | 0.8921 | 0.042329 | 0.20394 | 18.4439 | 0.82315 | 0.92343 | 0.021383 | 1.0335 | 1.3069 | 13.4695 | 2.1006 | 2.8019 | 0.65784 | 0.68244 | 0.032942 | 8.6695 | 0.75738 | 0.86184 | 13.0328 | 8.303 | 11.0642
625 | 20.5615 | 0.30446 | 0.098073 | 0.90891 | 0.073584 | 0.2166 | 21.4676 | 0.90884 | 0.95466 | 0.0093877 | 1.3569 | 1.6833 | 11.8226 | 2.9056 | 3.365 | 1.5671 | 0.47704 | 0.02192 | 7.5939 | 0.79862 | 0.87121 | 8.1551 | 8.7571 | 8.3975
626 | 14.606 | 0.31601 | 0.083219 | 0.8984 | 0.070607 | 0.19456 | 16.5577 | 0.87863 | 0.96263 | 0.1046 | 1.1133 | 1.4004 | 12.5263 | 2.1256 | 3.8603 | 1.0358 | 0.54476 | 0.022687 | 9.4165 | 0.84178 | 0.85029 | 12.6046 | 7.0516 | 12.7815
627 | 18.3398 | 0.31484 | 0.098957 | 0.87038 | 0.057426 | 0.20871 | 24.7441 | 0.89418 | 0.92174 | 0.071105 | 0.94546 | 1.2264 | 9.3226 | 1.7635 | 1.0017 | 1.3997 | 1.0272 | 0.064099 | 6.6665 | 0.85123 | 0.84595 | 12.4257 | 9.069 | 13.2253
628 | 28.3313 | 0.29835 | 0.095849 | 0.85924 | 0.070748 | 0.2072 | 11.2343 | 0.86512 | 0.92096 | 0.23309 | 1.1356 | 1.2437 | 14.5495 | 1.6932 | 3.563 | 1.5348 | 1.0528 | 0.050197 | 8.2904 | 0.77719 | 0.79358 | 10.5971 | 9.5733 | 8.0089
629 | 23.6098 | 0.26203 | 0.095345 | 0.90386 | 0.065505 | 0.21694 | 21.1646 | 0.9175 | 0.94116 | 0.32142 | 1.3871 | 1.7395 | 8.0251 | 1.8256 | 1.3367 | 1.8724 | 0.61824 | 0.053213 | 8.5992 | 0.76805 | 0.87973 | 8.8171 | 7.3268 | 8.8896
630 | 19.2805 | 0.39025 | 0.091155 | 0.8739 | 0.070819 | 0.21776 | 20.3039 | 0.85045 | 0.93718 | 0.034914 | 0.97275 | 1.7926 | 9.0203 | 2.1432 | 0.9556 | 1.3335 | 1.189 | 0.020329 | 6.3887 | 0.8127 | 0.80291 | 12.0713 | 6.7885 | 12.9734
631 | 26.3339 | 0.32248 | 0.085052 | 0.90208 | 0.046107 | 0.19468 | 29.2523 | 0.91912 | 0.93956 | 0.006675 | 1.4061 | 1.5707 | 12.4456 | 2.7964 | 2.5228 | 1.5111 | 0.099934 | 0.073237 | 7.6262 | 0.80021 | 0.86474 | 11.5098 | 7.6781 | 10.9671
632 | 25.73 | 0.32097 | 0.11559 | 0.86425 | 0.056793 | 0.22904 | 27.2618 | 0.8835 | 0.94046 | 0.1777 | 1.1473 | 1.4258 | 7.011 | 3.4786 | 2.5027 | 0.49474 | 0.72429 | 0.063387 | 8.5657 | 0.7974 | 0.81019 | 11.0978 | 7.3705 | 13.1391
633 | 23.1037 | 0.30086 | 0.098105 | 0.89348 | 0.063373 | 0.23109 | 14.67 | 0.87351 | 0.94642 | 0.27005 | 1.3959 | 1.3183 | 9.8228 | 3.8082 | 3.6805 | 1.94 | 0.9579 | 0.057249 | 6.4649 | 0.75168 | 0.85606 | 14.121 | 7.1634 | 12.7668
634 | 23.6641 | 0.3639 | 0.089466 | 0.88834 | 0.057138 | 0.20356 | 19.9056 | 0.88092 | 0.93607 | 0.17707 | 1.0356 | 1.3809 | 5.8025 | 1.9227 | 0.71195 | 1.3208 | 0.074932 | 0.069981 | 9.6389 | 0.78914 | 0.85746 | 10.07 | 7.4597 | 9.8636
635 | 12.5665 | 0.3189 | 0.08639 | 0.88634 | 0.062985 | 0.21933 | 16.0358 | 0.87624 | 0.92997 | 0.10742 | 1.2457 | 1.598 | 10.9388 | 3.6567 | 0.62517 | 1.279 | 0.78692 | 0.058285 | 6.2233 | 0.76216 | 0.91634 | 13.8805 | 7.1997 | 11.2039
636 | 18.0546 | 0.35826 | 0.10512 | 0.85804 | 0.055772 | 0.22727 | 20.6771 | 0.94294 | 0.95433 | 0.35928 | 1.098 | 1.6473 | 9.5961 | 1.3805 | 3.8359 | 0.43145 | 0.85852 | 0.072531 | 7.8122 | 0.85536 | 0.82731 | 10.1681 | 7.0686 | 14.1713
637 | 22.3355 | 0.31149 | 0.07842 | 0.89346 | 0.041761 | 0.22842 | 19.2084 | 0.90683 | 0.93381 | 0.018242 | 1.3314 | 1.2328 | 13.8689 | 3.0066 | 3.2928 | 1.628 | 0.86187 | 0.028296 | 9.6747 | 0.83005 | 0.85109 | 12.0761 | 9.5964 | 13.2733
638 | 28.8118 | 0.2868 | 0.07684 | 0.82504 | 0.067694 | 0.19565 | 21.9425 | 0.84303 | 0.92779 | 0.60866 | 1.4361 | 1.3012 | 8.223 | 2.6673 | 2.3229 | 1.2596 | 0.284 | 0.077597 | 8.0002 | 0.79505 | 0.85858 | 12.6772 | 8.9137 | 14.3427
639 | 13.3029 | 0.34054 | 0.070797 | 0.91725 | 0.046188 | 0.18277 | 14.5245 | 0.8509 | 0.94154 | 0.054893 | 1.1116 | 1.2873 | 12.0295 | 3.4929 | 3.3022 | 1.3492 | 0.95007 | 0.051491 | 7.508 | 0.82793 | 0.89319 | 9.4801 | 6.802 | 14.131
640 | 19.1688 | 0.32617 | 0.094028 | 0.85264 | 0.056411 | 0.22916 | 23.1862 | 0.87653 | 0.94065 | 0.62779 | 1.4155 | 1.2772 | 6.6577 | 4.0154 | 3.7944 | 1.3123 | 0.57401 | 0.053726 | 7.4958 | 0.82365 | 0.87314 | 9.8795 | 8.735 | 13.9079
641 | 24.5513 | 0.27659 | 0.099213 | 0.87896 | 0.057318 | 0.23389 | 17.6773 | 0.82611 | 0.95258 | 0.18626 | 1.0447 | 1.5547 | 12.9879 | 5.1975 | 3.5423 | 0.92831 | 1.0834 | 0.040447 | 6.0552 | 0.77353 | 0.90786 | 8.9533 | 8.9417 | 13.8584
642 | 26.9681 | 0.36971 | 0.10971 | 0.86627 | 0.061915 | 0.20244 | 25.6935 | 0.91523 | 0.93872 | 0.39544 | 1.5203 | 1.1979 | 12.8723 | 2.0443 | 0.87295 | 1.8016 | 0.33395 | 0.037223 | 9.3561 | 0.81239 | 0.84537 | 10.4609 | 7.1374 | 13.2143
643 | 25.9947 | 0.32563 | 0.096328 | 0.90238 | 0.048949 | 0.24017 | 18.9951 | 0.91558 | 0.94909 | 0.15686 | 1.2185 | 1.7743 | 11.6949 | 1.8548 | 2.5741 | 1.8783 | 0.33971 | 0.027696 | 6.0513 | 0.77374 | 0.90901 | 6.0121 | 8.934 | 14.5934
644 | 18.7284 | 0.34791 | 0.085551 | 0.83331 | 0.057917 | 0.19679 | 15.8669 | 0.87002 | 0.95945 | 0.49368 | 0.95829 | 1.4687 | 11.8356 | 1.5598 | 1.1777 | 0.95027 | 0.77328 | 0.040654 | 8.6179 | 0.79845 | 0.81181 | 10.184 | 9.7773 | 8.2869
645 | 22.4963 | 0.30832 | 0.085613 | 0.85735 | 0.067531 | 0.20521 | 23.6212 | 0.84875 | 0.94818 | 0.077485 | 1.5066 | 1.5407 | 10.1595 | 2.8397 | 1.0978 | 0.47631 | 0.71566 | 0.077824 | 7.0848 | 0.82711 | 0.80144 | 11.9445 | 7.7454 | 8.2896
646 | 25.9054 | 0.30624 | 0.083664 | 0.87149 | 0.042831 | 0.23834 | 20.0055 | 0.87123 | 0.9431 | 0.23931 | 1.3839 | 1.4993 | 13.7992 | 3.0333 | 3.7325 | 0.88942 | 0.24902 | 0.035864 | 8.9578 | 0.81625 | 0.84321 | 10.25 | 8.7717 | 8.0744
647 | 22.4416 | 0.38266 | 0.11328 | 0.88032 | 0.041485 | 0.18566 | 10.4525 | 0.91144 | 0.9116 | 0.6813 | 1.1327 | 1.6637 | 12.5858 | 3.8702 | 3.7083 | 0.93783 | 0.4703 | 0.027539 | 7.1128 | 0.76638 | 0.85797 | 8.4429 | 7.1294 | 13.3012
648 | 19.7849 | 0.31949 | 0.099173 | 0.84311 | 0.071169 | 0.22967 | 19.4719 | 0.83768 | 0.93005 | 0.079347 | 1.248 | 1.3961 | 9.3932 | 4.0209 | 1.632 | 1.3617 | 0.38359 | 0.048988 | 8.9225 | 0.74061 | 0.90046 | 9.8452 | 6.6325 | 9.1357
649 | 12.1649 | 0.34519 | 0.093501 | 0.86103 | 0.068961 | 0.21896 | 12.5174 | 0.88811 | 0.9349 | 0.44812 | 1.5083 | 1.2991 | 13.0194 | 3.914 | 2.3098 | 1.7183 | 0.97875 | 0.055409 | 8.1274 | 0.78339 | 0.80727 | 7.4837 | 9.8077 | 13.1014
650 | 23.0832 | 0.30552 | 0.10829 | 0.86063 | 0.060664 | 0.17915 | 17.2967 | 0.89822 | 0.93921 | 0.32989 | 1.244 | 1.7838 | 6.6731 | 3.4554 | 2.7323 | 1.6022 | 0.64856 | 0.069903 | 8.0489 | 0.8352 | 0.82385 | 8.9003 | 9.1872 | 12.3969
651 | 18.8101 | 0.33469 | 0.10292 | 0.90771 | 0.068398 | 0.20548 | 11.8621 | 0.80666 | 0.95907 | 0.15256 | 1.0051 | 1.7964 | 6.9394 | 1.8874 | 2.9439 | 1.6565 | 0.076436 | 0.079327 | 7.8698 | 0.75088 | 0.87311 | 6.8318 | 6.5233 | 9.8741
652 | 30.8977 | 0.27894 | 0.10261 | 0.85016 | 0.050682 | 0.24129 | 14.4853 | 0.93132 | 0.96888 | 0.32245 | 1.1462 | 1.6056 | 6.1714 | 3.0956 | 1.9128 | 1.2276 | 0.46649 | 0.026747 | 8.8214 | 0.78106 | 0.85648 | 13.3682 | 7.207 | 14.9535
653 | 18.033 | 0.32419 | 0.10583 | 0.86986 | 0.045735 | 0.19804 | 16.6589 | 0.79047 | 0.95308 | 0.069395 | 1.1952 | 1.6524 | 10.1828 | 2.4926 | 2.2768 | 1.2927 | 0.3866 | 0.051302 | 7.3474 | 0.7957 | 0.82392 | 6.2131 | 9.4591 | 14.3215
654 | 16.7462 | 0.27757 | 0.084226 | 0.84023 | 0.046304 | 0.21172 | 16.8031 | 0.90263 | 0.91329 | 0.16075 | 1.4271 | 1.1666 | 15.1676 | 2.3286 | 1.6901 | 0.94809 | 0.42579 | 0.021063 | 8.2427 | 0.87953 | 0.83753 | 9.9609 | 9.113 | 15.7071
655 | 21.7937 | 0.29991 | 0.10007 | 0.88335 | 0.066603 | 0.19217 | 19.8686 | 0.87719 | 0.95041 | 0.64528 | 1.2961 | 1.135 | 11.1743 | 1.7835 | 1.6783 | 0.86943 | 0.97654 | 0.022543 | 6.9266 | 0.80698 | 0.87723 | 9.0429 | 9.3534 | 9.2766
656 | 28.9406 | 0.29641 | 0.092452 | 0.90204 | 0.0331 | 0.20949 | 16.3124 | 0.88437 | 0.95006 | 0.037693 | 0.96104 | 1.1591 | 6.157 | 2.2439 | 2.9346 | 1.4134 | 0.2025 | 0.060331 | 9.6078 | 0.81096 | 0.84742 | 6.0527 | 8.7117 | 9.2149
657 | 23.7074 | 0.32808 | 0.10809 | 0.89814 | 0.075638 | 0.23694 | 20.8948 | 0.80416 | 0.91795 | 0.52333 | 1.2413 | 1.6627 | 14.7255 | 3.1069 | 2.3559 | 1.3282 | 0.39182 | 0.046601 | 8.4386 | 0.77268 | 0.84296 | 6.4877 | 7.7913 | 14.2265
658 | 18.2498 | 0.2919 | 0.089084 | 0.83685 | 0.057886 | 0.19129 | 27.5354 | 0.81491 | 0.91962 | 0.12819 | 1.2715 | 1.8622 | 11.4156 | 2.9833 | 2.0696 | 1.7423 | 0.84861 | 0.077141 | 6.4633 | 0.81778 | 0.85166 | 10.351 | 9.5069 | 13.1494
659 | 14.7206 | 0.32171 | 0.10916 | 0.8593 | 0.056534 | 0.21301 | 24.7262 | 0.83433 | 0.95155 | 0.37699 | 1.4411 | 1.361 | 7.6179 | 4.6958 | 1.6701 | 1.5789 | 0.4993 | 0.072989 | 6.2157 | 0.75721 | 0.84605 | 12.4317 | 9.0145 | 12.1853
660 | 23.226 | 0.2953 | 0.084419 | 0.88135 | 0.055479 | 0.20845 | 14.9029 | 0.76762 | 0.9335 | 0.40803 | 1.4665 | 1.5452 | 12.4688 | 1.8686 | 2.7522 | 1.4076 | 0.57573 | 0.032234 | 8.5373 | 0.82898 | 0.82804 | 10.0242 | 7.7774 | 15.4762
661 | 14.2583 | 0.30388 | 0.11216 | 0.86961 | 0.041014 | 0.20401 | 11.4003 | 0.8666 | 0.94144 | 0.25691 | 1.4087 | 1.8613 | 14.8796 | 2.9974 | 3.5849 | 1.585 | 0.27492 | 0.052778 | 6.5968 | 0.82647 | 0.87852 | 8.0254 | 6.0215 | 8.756
662 | 26.6853 | 0.34119 | 0.10374 | 0.87329 | 0.053595 | 0.23329 | 20.8186 | 0.88402 | 0.94938 | 0.70145 | 0.94884 | 1.7704 | 13.8472 | 2.6645 | 3.4692 | 1.2002 | 1.0246 | 0.0579 | 8.5103 | 0.84039 | 0.83915 | 12.2433 | 9.4497 | 12.3778
663 | 16.9088 | 0.26995 | 0.078757 | 0.88299 | 0.054175 | 0.19519 | 20.7511 | 0.87283 | 0.95968 | 0.065268 | 1.0657 | 1.323 | 12.157 | 1.5414 | 3.4376 | 0.98175 | 0.22588 | 0.053813 | 6.8734 | 0.84028 | 0.81977 | 13.3856 | 6.1194 | 8.9806
664 | 15.2029 | 0.29543 | 0.10862 | 0.83417 | 0.064256 | 0.20941 | 28.1474 | 0.8457 | 0.92162 | 0.14617 | 1.1207 | 1.6753 | 12.0389 | 1.9869 | 2.1967 | 0.79073 | 0.67686 | 0.035416 | 7.1985 | 0.775 | 0.83471 | 9.0785 | 7.0203 | 9.5083
665 | 26.0423 | 0.31179 | 0.076024 | 0.84675 | 0.04509 | 0.18204 | 25.5661 | 0.80886 | 0.92542 | 0.53981 | 1.3215 | 1.1563 | 9.0606 | 2.8856 | 3.2514 | 1.0983 | 0.86217 | 0.020433 | 8.7043 | 0.80323 | 0.87265 | 10.7274 | 9.8759 | 11.8369
666 | 29.402 | 0.30401 | 0.11916 | 0.88081 | 0.03502 | 0.22116 | 27.073 | 0.89987 | 0.94363 | 0.27739 | 1.1689 | 1.3414 | 7.4158 | 3.8174 | 1.5629 | 1.4869 | 0.085258 | 0.02899 | 7.7601 | 0.80144 | 0.88979 | 7.8488 | 7.3915 | 9.5647
667 | 17.0361 | 0.29772 | 0.08577 | 0.80907 | 0.057468 | 0.22649 | 20.1407 | 0.88663 | 0.94934 | 0.2222 | 0.99101 | 1.3967 | 14.9687 | 3.3611 | 1.071 | 0.45939 | 0.47959 | 0.028026 | 8.9907 | 0.86497 | 0.83871 | 10.7207 | 7.7534 | 8.4173
668 | 16.6896 | 0.29949 | 0.094666 | 0.90377 | 0.065024 | 0.1945 | 23.4524 | 0.90343 | 0.94969 | 0.070451 | 1.3278 | 1.5136 | 9.9688 | 1.3473 | 1.9802 | 1.4909 | 0.59407 | 0.033178 | 7.209 | 0.82728 | 0.87672 | 9.2507 | 8.1762 | 12.625
669 | 26.665 | 0.34562 | 0.096837 | 0.88476 | 0.059747 | 0.19183 | 23.6682 | 0.77162 | 0.93225 | 0.17066 | 1.542 | 1.6705 | 13.6959 | 2.0795 | 0.72877 | 1.6227 | 0.78105 | 0.058622 | 9.374 | 0.80405 | 0.80659 | 7.7886 | 6.4367 | 12.1533
670 | 29.2575 | 0.36326 | 0.098739 | 0.85494 | 0.050278 | 0.20299 | 17.4076 | 0.90458 | 0.93626 | 0.7431 | 1.0058 | 1.6951 | 11.1894 | 3.3424 | 3.577 | 0.57754 | 0.38102 | 0.077029 | 6.2804 | 0.82475 | 0.85987 | 7.4062 | 7.7241 | 13.0929
671 | 27.6233 | 0.31628 | 0.082094 | 0.86434 | 0.044871 | 0.22067 | 16.6678 | 0.92806 | 0.94026 | 0.14699 | 1.0705 | 1.1477 | 11.2299 | 3.1251 | 0.82457 | 0.84733 | 0.25506 | 0.047486 | 8.172 | 0.79283 | 0.85533 | 8.3461 | 9.7267 | 8.8429
672 | 17.7998 | 0.27042 | 0.10696 | 0.83193 | 0.047588 | 0.22055 | 17.0646 | 0.91463 | 0.93748 | 0.65878 | 0.98845 | 1.6628 | 11.2812 | 4.7786 | 0.79917 | 1.4256 | 0.83394 | 0.076298 | 8.0218 | 0.76269 | 0.78426 | 7.7619 | 8.9562 | 13.0786
673 | 23.9789 | 0.29917 | 0.082173 | 0.85977 | 0.067183 | 0.2096 | 18.655 | 0.78528 | 0.93452 | 0.13222 | 1.3593 | 1.7129 | 10.7715 | 2.9946 | 2.3017 | 1.6087 | 0.82666 | 0.031445 | 9.1918 | 0.82872 | 0.81772 | 11.2803 | 7.1152 | 10.2243
674 | 18.8838 | 0.28644 | 0.086013 | 0.83956 | 0.039579 | 0.18484 | 24.601 | 0.91211 | 0.93684 | 0.40528 | 1.4474 | 1.3717 | 11.3248 | 3.9034 | 2.9516 | 1.8113 | 0.32142 | 0.032749 | 7.0224 | 0.73839 | 0.90225 | 10.2126 | 8.6649 | 12.1676
675 | 33.8258 | 0.27993 | 0.091822 | 0.88482 | 0.05194 | 0.19685 | 23.0011 | 0.89021 | 0.95051 | 0.41025 | 1.4147 | 1.3118 | 7.78 | 1.8272 | 0.8886 | 1.5654 | 0.60025 | 0.066717 | 8.6303 | 0.76452 | 0.87659 | 9.685 | 6.6485 | 13.6158
676 | 16.4904 | 0.34465 | 0.092658 | 0.85476 | 0.036057 | 0.22268 | 15.2196 | 0.82753 | 0.93283 | 0.30046 | 1.0417 | 1.5963 | 11.2144 | 2.9366 | 2.2163 | 1.8303 | 0.34227 | 0.05284 | 9.6926 | 0.81268 | 0.91748 | 12.0651 | 8.9666 | 10.6119
677 | 23.5885 | 0.28195 | 0.06878 | 0.84339 | 0.048804 | 0.18935 | 20.3707 | 0.89206 | 0.94162 | 0.088943 | 1.3895 | 1.3576 | 13.9777 | 1.9856 | 3.5021 | 1.0065 | 0.29131 | 0.064984 | 9.2489 | 0.79435 | 0.85071 | 8.3088 | 7.6243 | 8.8033
678 | 24.5855 | 0.32279 | 0.099275 | 0.87076 | 0.042064 | 0.20208 | 14.2075 | 0.83956 | 0.92941 | 0.29269 | 1.1289 | 1.3498 | 6.9698 | 3.8509 | 3.7579 | 0.54911 | 0.62591 | 0.034978 | 7.0343 | 0.80653 | 0.85163 | 10.5903 | 8.9254 | 11.1469
679 | 22.1698 | 0.34508 | 0.071983 | 0.86298 | 0.0582 | 0.22122 | 16.9057 | 0.90474 | 0.92754 | 0.45837 | 1.1604 | 1.3757 | 9.754 | 1.7723 | 2.5387 | 1.0015 | 0.67023 | 0.066192 | 6.3019 | 0.85726 | 0.8982 | 7.7723 | 6.3893 | 14.7111
680 | 24.1497 | 0.31199 | 0.086798 | 0.82464 | 0.039466 | 0.21626 | 17.9329 | 0.90228 | 0.92974 | 0.093018 | 1.0996 | 1.5053 | 12.1019 | 4.0302 | 1.056 | 1.1862 | 0.86998 | 0.075952 | 8.7747 | 0.79062 | 0.86607 | 9.7041 | 8.4219 | 10.3719
681 | 16.9521 | 0.27457 | 0.093706 | 0.89517 | 0.040741 | 0.23309 | 18.3748 | 0.90293 | 0.93637 | 0.13728 | 0.98571 | 1.3837 | 9.8316 | 3.5757 | 0.96668 | 1.0156 | 1.0596 | 0.029515 | 9.0743 | 0.77438 | 0.81504 | 10.9006 | 6.0658 | 8.1135
682 | 25.3009 | 0.30254 | 0.10101 | 0.85244 | 0.048881 | 0.19745 | 21.7852 | 0.79128 | 0.95414 | 0.32315 | 0.95671 | 1.5606 | 11.2047 | 4.1279 | 1.9245 | 1.7822 | 1.0104 | 0.063821 | 7.9304 | 0.85454 | 0.83105 | 12.3251 | 6.5011 | 11.6445
683 | 26.7925 | 0.33809 | 0.10802 | 0.90614 | 0.060895 | 0.20462 | 14.2498 | 0.77626 | 0.93561 | 0.43071 | 1.2523 | 1.2447 | 15.5257 | 2.7491 | 3.9465 | 1.0062 | 0.61927 | 0.055891 | 9.0273 | 0.76975 | 0.89119 | 12.3279 | 7.2012 | 15.0323
684 | 32.0156 | 0.34378 | 0.099792 | 0.90138 | 0.054153 | 0.20622 | 20.1984 | 0.84617 | 0.94012 | 0.064665 | 1.2868 | 1.7827 | 6.7418 | 2.5988 | 3.1922 | 1.5076 | 0.85064 | 0.078613 | 8.3497 | 0.7894 | 0.86816 | 9.8591 | 8.4518 | 8.4316
685 | 23.7918 | 0.27351 | 0.076265 | 0.85908 | 0.051679 | 0.21843 | 15.4785 | 0.92593 | 0.93234 | 0.39212 | 1.4093 | 1.3231 | 8.0642 | 1.5692 | 1.6454 | 1.6854 | 0.88365 | 0.037423 | 8.7644 | 0.73905 | 0.89863 | 8.7331 | 8.417 | 10.3842
686 | 16.9228 | 0.34434 | 0.10622 | 0.81627 | 0.039905 | 0.21267 | 15.4295 | 0.85238 | 0.91262 | 0.43382 | 1.2315 | 1.5625 | 12.0263 | 3.4952 | 3.8778 | 1.8245 | 0.26323 | 0.046842 | 6.88 | 0.81185 | 0.84803 | 9.231 | 9.3429 | 9.3159
687 | 32.1381 | 0.29901 | 0.10934 | 0.90023 | 0.043295 | 0.21783 | 24.12 | 0.92012 | 0.94277 | 0.48286 | 1.2545 | 1.2077 | 11.8546 | 4.5009 | 3.1993 | 0.88681 | 0.59227 | 0.076581 | 6.6805 | 0.83769 | 0.83672 | 8.9154 | 7.3227 | 10.2798
688 | 23.9238 | 0.30259 | 0.097054 | 0.89281 | 0.058104 | 0.21525 | 27.6894 | 0.92021 | 0.93196 | 0.05775 | 1.0377 | 1.271 | 12.8898 | 4.5747 | 0.61661 | 1.4992 | 1.0178 | 0.073726 | 9.0077 | 0.81129 | 0.82694 | 12.7194 | 6.1581 | 9.8517
689 | 13.5411 | 0.28827 | 0.10123 | 0.87646 | 0.053955 | 0.20999 | 22.3802 | 0.87742 | 0.92671 | 0.11678 | 1.4635 | 1.3264 | 7.0786 | 3.7453 | 1.9583 | 0.89274 | 0.17785 | 0.045017 | 7.2707 | 0.7907 | 0.80177 | 9.6951 | 8.1898 | 13.3821
690 | 29.021 | 0.2986 | 0.097656 | 0.91526 | 0.045376 | 0.19856 | 20.9151 | 0.88982 | 0.93594 | 0.024665 | 1.4227 | 1.8494 | 14.6543 | 1.1759 | 2.8588 | 1.4619 | 0.21307 | 0.03252 | 9.3475 | 0.8034 | 0.88463 | 6.364 | 7.2759 | 14.4184
691 | 26.0048 | 0.31406 | 0.063045 | 0.90157 | 0.049934 | 0.2266 | 11.0444 | 0.88703 | 0.93785 | 0.013046 | 1.0476 | 1.6415 | 14.1731 | 3.6756 | 1.7509 | 1.4913 | 0.78221 | 0.056862 | 9.1493 | 0.83442 | 0.87156 | 9.7927 | 9.0788 | 14.8645
692 | 19.0307 | 0.25993 | 0.078935 | 0.8868 | 0.067018 | 0.21678 | 14.9353 | 0.78761 | 0.92882 | 0.081323 | 1.0698 | 1.3692 | 10.2419 | 2.7579 | 2.4272 | 1.2217 | 1.009 | 0.048441 | 8.971 | 0.74558 | 0.83747 | 8.413 | 9.6586 | 11.4831
693 | 17.9398 | 0.34231 | 0.086304 | 0.88981 | 0.062391 | 0.22154 | 22.3703 | 0.83342 | 0.91677 | 0.57054 | 1.2474 | 1.5282 | 9.7798 | 4.4525 | 3.7701 | 0.49671 | 0.89762 | 0.069727 | 8.5279 | 0.75502 | 0.85759 | 14.097 | 8.7292 | 14.7981
694 | 17.4569 | 0.2793 | 0.090884 | 0.89496 | 0.044793 | 0.19609 | 23.14 | 0.893 | 0.91535 | 0.011848 | 1.4951 | 1.2981 | 11.6742 | 2.4634 | 0.89418 | 0.77638 | 0.20471 | 0.025055 | 7.1748 | 0.7883 | 0.79706 | 13.0898 | 6.5248 | 13.4962
695 | 24.9304 | 0.34654 | 0.088161 | 0.90263 | 0.07622 | 0.2011 | 23.0767 | 0.86024 | 0.95785 | 0.33488 | 1.3179 | 1.5046 | 14.0807 | 1.9199 | 3.3675 | 1.3385 | 0.25873 | 0.024358 | 7.5724 | 0.82614 | 0.87039 | 10.7313 | 8.6952 | 8.3532
696 | 23.189 | 0.29759 | 0.10306 | 0.89945 | 0.054041 | 0.18808 | 20.0983 | 0.81081 | 0.93653 | 0.39976 | 1.4206 | 1.3136 | 9.6444 | 2.3268 | 3.2092 | 1.903 | 0.31002 | 0.063967 | 8.786 | 0.82405 | 0.84867 | 11.855 | 6.6302 | 15.1456
697 | 20.9071 | 0.37535 | 0.084076 | 0.85354 | 0.048687 | 0.21565 | 24.2935 | 0.9145 | 0.9642 | 0.09208 | 1.2143 | 1.7977 | 10.8058 | 3.5433 | 0.99164 | 1.2497 | 0.40803 | 0.039882 | 8.027 | 0.76165 | 0.9265 | 10.7624 | 7.395 | 8.8326
698 | 18.6589 | 0.35967 | 0.095993 | 0.83257 | 0.045235 | 0.20646 | 15.5617 | 0.81936 | 0.95439 | 0.020405 | 1.1671 | 1.7458 | 9.6259 | 3.5907 | 2.0077 | 0.79909 | 0.15338 | 0.06161 | 8.2018 | 0.80412 | 0.81681 | 12.4013 | 7.9486 | 9.2925
699 | 30.3881 | 0.35482 | 0.087973 | 0.87429 | 0.06074 | 0.21258 | 23.2128 | 0.82874 | 0.93529 | 0.034307 | 1.2484 | 1.7611 | 9.8426 | 2.4985 | 1.7645 | 1.6032 | 0.16507 | 0.067256 | 8.0724 | 0.74942 | 0.92804 | 11.6135 | 8.3519 | 10.0028
700 | 24.1521 | 0.29369 | 0.093168 | 0.82288 | 0.037735 | 0.22333 | 24.6678 | 0.90757 | 0.94611 | 0.19209 | 1.5535 | 1.421 | 10.2387 | 2.003 | 1.9093 | 1.7663 | 1.0469 | 0.047951 | 8.7992 | 0.81213 | 0.87535 | 13.7253 | 7.6715 | 11.2354
701 | 26.0575 | 0.3016 | 0.10158 | 0.84216 | 0.069998 | 0.22144 | 29.3969 | 0.87532 | 0.96037 | 0.13679 | 1.3925 | 1.2674 | 13.2021 | 3.3009 | 2.0117 | 1.0501 | 1.1924 | 0.053911 | 7.1441 | 0.77155 | 0.8655 | 7.3226 | 9.3117 | 14.3692
702 | 24.6998 | 0.37989 | 0.08715 | 0.9007 | 0.064779 | 0.19687 | 18.592 | 0.80242 | 0.95741 | 0.16679 | 1.2858 | 1.6426 | 11.9386 | 2.5394 | 2.7057 | 0.94683 | 0.94554 | 0.072093 | 7.4507 | 0.79777 | 0.83693 | 11.3043 | 9.9594 | 8.9228
703 | 23.181 | 0.3364 | 0.10556 | 0.85101 | 0.06873 | 0.19703 | 17.2565 | 0.88059 | 0.91794 | 0.44167 | 1.3226 | 1.1805 | 12.3934 | 4.0069 | 3.4013 | 0.63836 | 0.64382 | 0.079646 | 7.8174 | 0.84648 | 0.84623 | 11.6887 | 6.7967 | 14.7715
704 | 20.4415 | 0.32296 | 0.098184 | 0.87517 | 0.038392 | 0.22182 | 15.5325 | 0.81896 | 0.94977 | 0.19231 | 1.3917 | 1.7148 | 8.3333 | 3.4733 | 2.1021 | 0.90051 | 0.95336 | 0.077085 | 7.0096 | 0.77565 | 0.8311 | 6.0913 | 6.87 | 15.1154
705 | 18.8399 | 0.30876 | 0.11245 | 0.82046 | 0.052386 | 0.19719 | 27.8336 | 0.88231 | 0.94928 | 0.49519 | 1.1455 | 1.5616 | 12.1199 | 2.0869 | 3.3414 | 1.6377 | 1.1272 | 0.066576 | 8.6502 | 0.80049 | 0.8252 | 13.4001 | 9.5603 | 13.7812
706 | 32.2458 | 0.30125 | 0.090112 | 0.83291 | 0.054581 | 0.23239 | 16.6939 | 0.90249 | 0.92168 | 0.11209 | 1.1178 | 1.6231 | 6.2537 | 2.1588 | 0.55208 | 1.4163 | 0.68668 | 0.079886 | 7.825 | 0.73044 | 0.85681 | 9.9989 | 6.4635 | 12.9875
707 | 15.3607 | 0.30672 | 0.094271 | 0.86879 | 0.049217 | 0.22112 | 20.5809 | 0.83171 | 0.95165 | 0.1879 | 0.99032 | 1.1389 | 10.8525 | 2.0925 | 3.0046 | 1.9296 | 0.10747 | 0.063674 | 6.1012 | 0.83469 | 0.85013 | 9.2745 | 7.8673 | 8.5354
708 | 21.7474 | 0.30497 | 0.093624 | 0.87542 | 0.059563 | 0.21868 | 23.7893 | 0.84047 | 0.95914 | 0.23562 | 1.479 | 1.6083 | 12.3844 | 3.1034 | 1.4785 | 0.63217 | 0.53152 | 0.020645 | 6.7639 | 0.79268 | 0.86338 | 10.767 | 8.7125 | 11.3768
709 | 20.5747 | 0.30806 | 0.091891 | 0.89108 | 0.045217 | 0.20119 | 28.4904 | 0.88743 | 0.94701 | 0.63372 | 1.1616 | 1.6038 | 11.4432 | 2.1766 | 2.6852 | 0.4179 | 0.90503 | 0.054216 | 9.429 | 0.76999 | 0.84497 | 12.7034 | 9.4948 | 13.9677
710 | 23.6487 | 0.31429 | 0.087644 | 0.90063 | 0.057798 | 0.20706 | 19.8545 | 0.92482 | 0.93326 | 0.33588 | 1.1068 | 1.2547 | 7.312 | 4.8788 | 3.4647 | 1.6939 | 1.1125 | 0.063213 | 8.1674 | 0.82171 | 0.88485 | 8.4015 | 7.4511 | 14.9143
711 | 19.8369 | 0.30042 | 0.10595 | 0.87719 | 0.037795 | 0.20563 | 26.5189 | 0.88415 | 0.9181 | 0.13003 | 1.2796 | 1.2456 | 14.899 | 2.6037 | 2.4962 | 1.3114 | 0.79921 | 0.041105 | 9.9169 | 0.80794 | 0.84846 | 10.501 | 6.5448 | 11.498
712 | 22.9768 | 0.29263 | 0.090681 | 0.88928 | 0.033687 | 0.20332 | 15.6146 | 0.92785 | 0.91006 | 0.11269 | 1.3727 | 1.8479 | 11.136 | 3.0517 | 3.8238 | 1.2165 | 0.18785 | 0.04768 | 9.7465 | 0.74974 | 0.82796 | 12.4125 | 6.3188 | 15.9765
713 | 18.0721 | 0.29939 | 0.094912 | 0.8983 | 0.040834 | 0.2113 | 17.3234 | 0.89558 | 0.9419 | 0.24552 | 1.1547 | 1.7786 | 13.2912 | 2.3768 | 2.4338 | 1.2648 | 0.96622 | 0.045883 | 9.0464 | 0.81524 | 0.88637 | 9.7833 | 7.6505 | 15.1315
714 | 26.4375 | 0.29879 | 0.10197 | 0.86147 | 0.053654 | 0.19179 | 15.7619 | 0.87617 | 0.95591 | 0.40698 | 1.0672 | 1.5745 | 9.3354 | 1.4069 | 2.9041 | 1.0519 | 0.28772 | 0.058252 | 9.1089 | 0.8476 | 0.86268 | 9.8514 | 6.9945 | 10.2808
715 | 19.06 | 0.34697 | 0.099067 | 0.87957 | 0.044901 | 0.21505 | 25.3526 | 0.89869 | 0.94482 | 0.43974 | 1.0469 | 1.3742 | 14.1967 | 2.3209 | 1.8941 | 1.5794 | 0.98993 | 0.041518 | 8.9477 | 0.81452 | 0.80413 | 12.0188 | 8.1276 | 15.6074
716 | 20.3279 | 0.34997 | 0.10714 | 0.87105 | 0.052214 | 0.19391 | 21.659 | 0.9116 | 0.9399 | 0.23666 | 1.2878 | 1.8112 | 13.0023 | 2.0675 | 1.8477 | 1.2247 | 0.80304 | 0.051101 | 9.9897 | 0.76295 | 0.87761 | 8.5166 | 9.7957 | 15.2028
717 | 24.89 | 0.33743 | 0.074542 | 0.86977 | 0.048519 | 0.20137 | 22.0008 | 0.90976 | 0.94903 | 0.12482 | 1.3629 | 1.1342 | 8.6448 | 2.3376 | 3.2698 | 1.675 | 1.0788 | 0.057818 | 9.0934 | 0.82419 | 0.8015 | 8.7845 | 6.6683 | 12.2605
718 | 29.6108 | 0.36464 | 0.075919 | 0.83856 | 0.047251 | 0.19772 | 11.9052 | 0.83693 | 0.95283 | 0.30275 | 1.1534 | 1.4466 | 11.4363 | 2.8665 | 1.8063 | 1.9665 | 1.1879 | 0.07877 | 9.394 | 0.83084 | 0.83017 | 7.6121 | 8.5062 | 9.2486
719 | 21.4997 | 0.29851 | 0.095972 | 0.86307 | 0.035937 | 0.20233 | 18.7067 | 0.87321 | 0.91737 | 0.3634 | 1.0173 | 1.7618 | 13.4057 | 4.5929 | 1.3356 | 0.95327 | 0.34631 | 0.071949 | 9.6109 | 0.77691 | 0.85126 | 11.016 | 8.0827 | 10.3141
720 | 28.1578 | 0.36143 | 0.080776 | 0.88125 | 0.057561 | 0.23719 | 20.9363 | 0.91028 | 0.92422 | 0.22549 | 1.3633 | 1.4302 | 12.7822 | 2.19 | 2.3977 | 0.85229 | 0.47112 | 0.046 | 8.3154 | 0.79076 | 0.83237 | 12.6751 | 9.6381 | 8.598
721 | 15.4248 | 0.27903 | 0.0973 | 0.89241 | 0.061539 | 0.21237 | 23.8035 | 0.84784 | 0.95275 | 0.36955 | 1.2121 | 1.7002 | 13.3417 | 4.3868 | 2.377 | 1.9391 | 0.20318 | 0.059154 | 6.4439 | 0.79337 | 0.88882 | 13.1643 | 8.1598 | 13.9934
722 | 23.1986 | 0.32641 | 0.088514 | 0.89793 | 0.050266 | 0.21538 | 18.5051 | 0.84447 | 0.9366 | 0.3943 | 1.047 | 1.8567 | 9.8517 | 3.5559 | 3.7517 | 0.80065 | 0.14071 | 0.054596 | 7.9506 | 0.83383 | 0.86636 | 7.3083 | 7.9707 | 11.6539
723 | 22.9442 | 0.31674 | 0.074081 | 0.86906 | 0.05078 | 0.21193 | 14.6687 | 0.91738 | 0.95327 | 0.062221 | 1.285 | 1.3948 | 10.9973 | 4.4599 | 3.1628 | 1.6457 | 0.8821 | 0.03818 | 8.5165 | 0.80981 | 0.89112 | 12.1452 | 8.3559 | 13.086
724 | 25.3709 | 0.28876 | 0.08992 | 0.89847 | 0.06225 | 0.21308 | 21.8495 | 0.83988 | 0.95143 | 0.41106 | 1.3417 | 1.5828 | 11.3192 | 3.0565 | 2.3193 | 1.7943 | 0.60955 | 0.049438 | 7.5147 | 0.78013 | 0.81645 | 8.5688 | 7.7439 | 15.245
725 | 17.3312 | 0.2923 | 0.11569 | 0.89828 | 0.056146 | 0.19234 | 15.7129 | 0.81843 | 0.91113 | 0.2603 | 1.22 | 1.622 | 8.7592 | 2.4167 | 3.7268 | 1.5536 | 1.0372 | 0.036613 | 9.9859 | 0.78388 | 0.8656 | 6.3524 | 8.3158 | 15.985
726 | 20.0451 | 0.37461 | 0.098259 | 0.84746 | 0.051102 | 0.22227 | 15.1539 | 0.87436 | 0.95542 | 0.24714 | 1.0423 | 1.1704 | 14.8442 | 2.7016 | 1.594 | 0.85298 | 1.0709 | 0.02657 | 9.9974 | 0.82031 | 0.88554 | 7.5992 | 9.4814 | 10.0494
727 | 21.1941 | 0.33724 | 0.10734 | 0.9067 | 0.035399 | 0.2174 | 20.4559 | 0.91657 | 0.91483 | 0.052516 | 1.2375 | 1.699 | 12.7028 | 2.0595 | 1.1111 | 1.8063 | 0.96377 | 0.065534 | 6.2342 | 0.84978 | 0.85819 | 11.7898 | 7.9674 | 14.4789
728 | 23.0534 | 0.29953 | 0.083546 | 0.83837 | 0.054622 | 0.20444 | 11.6378 | 0.86337 | 0.94991 | 0.67268 | 1.4185 | 1.2759 | 15.6283 | 3.3875 | 0.63482 | 1.5635 | 0.48086 | 0.07032 | 6.2317 | 0.75669 | 0.91111 | 9.0878 | 6.8427 | 11.7411
729 | 18.1701 | 0.33291 | 0.097413 | 0.87263 | 0.060616 | 0.20473 | 17.6524 | 0.84217 | 0.95252 | 0.54152 | 1.1582 | 1.795 | 12.9125 | 3.1349 | 0.98122 | 1.4655 | 0.75564 | 0.062588 | 9.1982 | 0.84699 | 0.85092 | 8.0085 | 7.6031 | 10.2622
730 | 20.8481 | 0.30347 | 0.093886 | 0.90764 | 0.051147 | 0.18289 | 13.227 | 0.86086 | 0.96049 | 0.64869 | 0.97635 | 1.1578 | 10.3082 | 4.4169 | 1.9292 | 0.49944 | 0.15108 | 0.0433 | 8.4231 | 0.80177 | 0.86956 | 8.5225 | 7.9315 | 15.2866
731 | 24.8157 | 0.38289 | 0.10011 | 0.88382 | 0.072741 | 0.22786 | 13.701 | 0.91503 | 0.94691 | 0.16128 | 1.3704 | 1.8551 | 11.8058 | 3.7725 | 2.1533 | 0.53397 | 0.5373 | 0.044893 | 6.5467 | 0.80533 | 0.86824 | 9.0241 | 7.1767 | 8.2177
732 | 26.1251 | 0.25768 | 0.065849 | 0.82168 | 0.077858 | 0.22605 | 24.1758 | 0.83213 | 0.95206 | 0.097914 | 1.4582 | 1.5771 | 10.259 | 4.2836 | 2.6192 | 0.5545 | 0.54034 | 0.037541 | 7.5447 | 0.80667 | 0.91644 | 10.6021 | 8.5259 | 9.3685
733 | 28.7911 | 0.35515 | 0.084361 | 0.89862 | 0.057611 | 0.19625 | 14.7085 | 0.85445 | 0.90549 | 0.32045 | 1.389 | 1.5727 | 8.133 | 3.6119 | 0.84095 | 1.2143 | 1.1005 | 0.040057 | 7.6094 | 0.75129 | 0.82605 | 7.5793 | 7.478 | 12.1299
734 | 21.0328 | 0.33947 | 0.093001 | 0.87685 | 0.046142 | 0.19898 | 18.9252 | 0.85116 | 0.92862 | 0.32684 | 1.4796 | 1.6681 | 10.0203 | 1.8334 | 1.8886 | 1.1744 | 0.98631 | 0.068346 | 6.0721 | 0.82012 | 0.88854 | 8.9806 | 9.9333 | 15.8146
735 | 18.2722 | 0.32232 | 0.10527 | 0.90741 | 0.049734 | 0.20765 | 19.5774 | 0.8558 | 0.93087 | 0.071858 | 1.1711 | 1.1407 | 9.6701 | 3.4035 | 3.0786 | 0.49156 | 0.90348 | 0.042862 | 9.9608 | 0.79271 | 0.84693 | 11.2916 | 6.0001 | 11.8474
736 | 21.3414 | 0.26891 | 0.071378 | 0.88268 | 0.047375 | 0.23504 | 15.0303 | 0.9306 | 0.94775 | 0.44566 | 0.99681 | 1.5734 | 15.901 | 4.1997 | 3.958 | 0.42664 | 0.42261 | 0.030679 | 9.3428 | 0.81816 | 0.83493 | 8.2323 | 8.9799 | 9.0999
737 | 23.8918 | 0.31297 | 0.096109 | 0.87825 | 0.042468 | 0.19673 | 25.2099 | 0.85593 | 0.94575 | 0.61589 | 0.99619 | 1.2174 | 10.3581 | 4.0606 | 3.2508 | 1.1631 | 1.1579 | 0.025464 | 9.5625 | 0.81437 | 0.84249 | 10.039 | 6.8933 | 9.1816
738 | 19.4934 | 0.38591 | 0.10859 | 0.88123 | 0.039316 | 0.21434 | 12.4724 | 0.9101 | 0.9453 | 0.0076988 | 1.1944 | 1.5752 | 12.5975 | 2.7851 | 3.3968 | 0.5067 | 0.37393 | 0.038229 | 9.5668 | 0.76898 | 0.82239 | 7.951 | 9.408 | 12.139
739 | 27.4181 | 0.34314 | 0.10763 | 0.89878 | 0.068193 | 0.18343 | 21.3617 | 0.81442 | 0.92514 | 0.11425 | 1.181 | 1.2138 | 10.4843 | 1.9354 | 3.4721 | 0.53273 | 0.46119 | 0.025584 | 7.6285 | 0.74864 | 0.85971 | 14.0316 | 9.7543 | 9.7211
740 | 19.3513 | 0.28052 | 0.088707 | 0.81385 | 0.044942 | 0.23196 | 13.2564 | 0.78021 | 0.94637 | 0.48911 | 1.1348 | 1.2043 | 11.052 | 3.2331 | 1.5338 | 1.5931 | 0.59809 | 0.072978 | 8.6827 | 0.76383 | 0.84113 | 10.8117 | 7.3412 | 9.9622
741 | 22.2759 | 0.2866 | 0.093906 | 0.91685 | 0.036588 | 0.20043 | 21.4679 | 0.80267 | 0.95377 | 0.2546 | 1.443 | 1.4145 | 14.9874 | 2.0508 | 1.8229 | 0.49076 | 0.92802 | 0.024918 | 8.0396 | 0.81348 | 0.84343 | 9.955 | 6.9357 | 8.6773
742 | 10.5909 | 0.3496 | 0.093077 | 0.91135 | 0.044608 | 0.23373 | 22.2849 | 0.90163 | 0.95982 | 0.033083 | 1.1993 | 1.5012 | 8.2317 | 1.2883 | 2.1141 | 0.97641 | 1.14 | 0.074417 | 8.2734 | 0.81833 | 0.81747 | 10.0789 | 8.2151 | 15.9295
743 | 32.6421 | 0.33965 | 0.10533 | 0.89063 | 0.031751 | 0.21941 | 19.0266 | 0.81033 | 0.96697 | 0.23494 | 1.3908 | 1.7654 | 13.9513 | 1.9447 | 1.6022 | 0.74522 | 0.53257 | 0.062132 | 9.8957 | 0.8001 | 0.84272 | 10.9924 | 7.8794 | 13.0438
744 | 14.1421 | 0.32259 | 0.10092 | 0.86186 | 0.051533 | 0.20097 | 17.9121 | 0.91257 | 0.92028 | 0.56483 | 1.1483 | 1.1504 | 9.5276 | 2.5673 | 2.534 | 1.6879 | 0.62186 | 0.068215 | 6.3069 | 0.80542 | 0.8679 | 9.6973 | 6.8335 | 13.3523
745 | 21.8777 | 0.35249 | 0.079494 | 0.89213 | 0.052454 | 0.22716 | 13.836 | 0.83598 | 0.95774 | 0.12682 | 1.2233 | 1.5238 | 9.8964 | 2.4967 | 1.6494 | 0.6807 | 0.92333 | 0.07262 | 8.4011 | 0.8528 | 0.83866 | 10.5753 | 6.9058 | 9.5564
746 | 20.2278 | 0.35302 | 0.1014 | 0.89043 | 0.052498 | 0.19968 | 19.152 | 0.93593 | 0.92629 | 0.24902 | 1.2158 | 1.8298 | 14.7472 | 4.3675 | 3.1851 | 1.0088 | 0.23229 | 0.057156 | 9.4826 | 0.85941 | 0.86192 | 11.1189 | 6.6227 | 11.278
747 | 22.055 | 0.29888 | 0.10275 | 0.88217 | 0.057386 | 0.2134 | 16.9144 | 0.81371 | 0.91306 | 0.32339 | 1.4365 | 1.7733 | 12.3165 | 3.8533 | 1.9627 | 1.3659 | 0.49673 | 0.021669 | 9.6134 | 0.82093 | 0.83598 | 9.1504 | 8.4331 | 13.2625
748 | 20.1204 | 0.30234 | 0.092861 | 0.84931 | 0.069693 | 0.20015 | 26.7415 | 0.84109 | 0.91439 | 0.55203 | 0.95937 | 1.6934 | 11.6821 | 3.1801 | 2.0773 | 1.1435 | 0.1535 | 0.043154 | 7.3919 | 0.78536 | 0.85324 | 12.5635 | 9.3464 | 14.7302
749 | 31.1335 | 0.34108 | 0.10008 | 0.88763 | 0.059943 | 0.19417 | 13.7156 | 0.83253 | 0.95709 | 0.4588 | 1.3258 | 1.4122 | 13.3462 | 4.2405 | 2.4295 | 0.84119 | 0.7129 | 0.021309 | 8.9801 | 0.82308 | 0.80964 | 10.4497 | 6.9585 | 10.6284
750 | 23.4801 | 0.30453 | 0.11442 | 0.84523 | 0.054984 | 0.19602 | 15.2471 | 0.88239 | 0.94551 | 0.35681 | 1.4454 | 1.2919 | 8.4705 | 1.5944 | 1.4758 | 1.9636 | 0.5633 | 0.036397 | 7.7683 | 0.82774 | 0.78595 | 10.0456 | 6.4829 | 12.0359
751 | 18.7122 | 0.28491 | 0.085318 | 0.905 | 0.051847 | 0.21064 | 17.4721 | 0.8888 | 0.95504 | 0.060029 | 1.2664 | 1.3328 | 7.8309 | 3.2645 | 1.0467 | 1.8047 | 1.0483 | 0.07013 | 9.3245 | 0.83712 | 0.83317 | 9.1964 | 9.3761 | 14.6499
752 | 22.309 | 0.31272 | 0.098656 | 0.84897 | 0.034649 | 0.214 | 20.034 | 0.87684 | 0.94769 | 0.66093 | 1.2987 | 1.2364 | 13.9444 | 2.3321 | 3.6555 | 0.712 | 0.44114 | 0.036548 | 6.5241 | 0.79356 | 0.83352 | 11.4548 | 9.8223 | 14.0996
753 | 29.4877 | 0.31115 | 0.068111 | 0.89994 | 0.049 | 0.21928 | 19.2923 | 0.85708 | 0.94668 | 0.3978 | 1.0898 | 1.1758 | 11.9835 | 2.4769 | 2.3677 | 0.44613 | 0.21914 | 0.030264 | 6.0105 | 0.7761 | 0.89686 | 11.5388 | 9.903 | 14.9646
754 | 13.7171 | 0.29157 | 0.10746 | 0.85579 | 0.04998 | 0.2245 | 14.9411 | 0.82181 | 0.92037 | 0.28353 | 1.3478 | 1.8051 | 10.7264 | 2.5951 | 1.3505 | 1.2981 | 0.30635 | 0.042329 | 6.676 | 0.78143 | 0.85224 | 9.6 | 8.4625 | 12.9575
755 | 19.1204 | 0.29127 | 0.096499 | 0.88575 | 0.062058 | 0.21177 | 26.7815 | 0.8 | 0.95842 | 0.46792 | 1.0132 | 1.5565 | 8.0706 | 1.9576 | 2.4423 | 1.8961 | 0.9979 | 0.049936 | 6.2021 | 0.81804 | 0.84382 | 7.7775 | 8.5033 | 12.402
756 | 16.3431 | 0.27871 | 0.094741 | 0.91631 | 0.068658 | 0.21124 | 12.3283 | 0.8224 | 0.95225 | 0.41216 | 1.1984 | 1.8043 | 12.3257 | 1.1137 | 0.94563 | 1.014 | 0.05122 | 0.065323 | 6.7021 | 0.77123 | 0.89314 | 10.0156 | 8.1923 | 9.0508
757 | 15.9166 | 0.30048 | 0.077823 | 0.90399 | 0.044257 | 0.20737 | 14.1407 | 0.88619 | 0.93929 | 0.016406 | 0.95573 | 1.5001 | 12.2706 | 2.5614 | 3.0875 | 1.2873 | 0.19655 | 0.075324 | 8.181 | 0.84955 | 0.81797 | 7.7212 | 7.2929 | 11.0828
758 | 16.2797 | 0.31082 | 0.10563 | 0.82489 | 0.048434 | 0.2018 | 17.0154 | 0.81248 | 0.90753 | 0.14464 | 1.1229 | 1.6401 | 12.6261 | 2.8634 | 2.2632 | 0.77572 | 0.063893 | 0.066626 | 8.6576 | 0.81313 | 0.8621 | 13.7661 | 6.1248 | 9.1893
759 | 20.8144 | 0.28909 | 0.085357 | 0.81336 | 0.049775 | 0.21189 | 14.8964 | 0.80708 | 0.94446 | 0.068124 | 1.3058 | 1.1836 | 7.1512 | 2.894 | 2.2331 | 1.9254 | 1.0121 | 0.069292 | 8.0816 | 0.79958 | 0.84261 | 7.3706 | 6.3664 | 9.592
760 | 21.7584 | 0.28774 | 0.11303 | 0.87311 | 0.047984 | 0.23644 | 14.8335 | 0.92319 | 0.93276 | 0.26372 | 1.113 | 1.5636 | 14.6012 | 3.9287 | 0.9067 | 0.48784 | 1.0624 | 0.050704 | 9.5856 | 0.80725 | 0.86834 | 10.1381 | 7.848 | 9.3304
761 | 18.5917 | 0.3732 | 0.10497 | 0.86736 | 0.061357 | 0.21151 | 19.7453 | 0.87084 | 0.92157 | 0.55833 | 1.2295 | 1.7203 | 13.364 | 3.0281 | 1.062 | 0.81232 | 0.30495 | 0.022855 | 7.565 | 0.79691 | 0.82685 | 10.1671 | 6.8397 | 14.0223
762 | 21.2734 | 0.25679 | 0.093593 | 0.86591 | 0.042947 | 0.22029 | 20.4204 | 0.87462 | 0.91526 | 0.29336 | 1.5436 | 1.1541 | 12.8847 | 1.2147 | 2.17 | 0.97081 | 0.32562 | 0.032338 | 9.1417 | 0.85796 | 0.78915 | 11.8708 | 8.8404 | 14.5698
763 | 14.399 | 0.26564 | 0.099895 | 0.89624 | 0.050975 | 0.19544 | 22.8698 | 0.78248 | 0.91054 | 0.051146 | 1.1523 | 1.8338 | 11.4707 | 3.714 | 1.6596 | 1.1155 | 0.1128 | 0.055019 | 6.9603 | 0.76692 | 0.90954 | 9.8972 | 9.073 | 11.438
764 | 15.679 | 0.32188 | 0.09602 | 0.82256 | 0.042187 | 0.22581 | 22.1692 | 0.88147 | 0.90825 | 0.23609 | 1.0102 | 1.179 | 13.4434 | 2.1931 | 2.7376 | 0.83216 | 0.6689 | 0.02446 | 8.4305 | 0.82283 | 0.88909 | 10.5576 | 8.6978 | 14.8808
765 | 17.3144 | 0.28641 | 0.069129 | 0.87188 | 0.046327 | 0.20211 | 24.7777 | 0.77688 | 0.91025 | 0.44632 | 1.0667 | 1.3339 | 11.6152 | 2.2272 | 1.3997 | 1.8598 | 1.0924 | 0.052021 | 6.5893 | 0.8433 | 0.9232 | 11.6958 | 9.4602 | 14.829
766 | 14.5421 | 0.31362 | 0.10592 | 0.89755 | 0.058322 | 0.22282 | 20.6626 | 0.84263 | 0.93693 | 0.093874 | 1.5558 | 1.5127 | 12.7267 | 2.9316 | 1.673 | 1.7564 | 0.58718 | 0.053466 | 8.7 | 0.86839 | 0.85931 | 11.1847 | 7.1506 | 12.9643
767 | 27.2896 | 0.32217 | 0.082423 | 0.89502 | 0.039221 | 0.23292 | 25.4445 | 0.82043 | 0.94056 | 0.24201 | 0.97717 | 1.1935 | 11.969 | 1.024 | 0.57013 | 0.71455 | 0.52607 | 0.044474 | 9.1039 | 0.82542 | 0.84209 | 11.7436 | 6.288 | 11.5237
768 | 26.9721 | 0.33414 | 0.11196 | 0.86011 | 0.044041 | 0.19996 | 18.1656 | 0.87061 | 0.90185 | 0.093526 | 1.4831 | 1.3216 | 12.2971 | 2.3456 | 1.064 | 1.1934 | 0.78527 | 0.079169 | 6.1594 | 0.8527 | 0.83204 | 9.5524 | 6.3019 | 9.9936
769 | 19.0466 | 0.3658 | 0.10474 | 0.82224 | 0.035873 | 0.19647 | 22.2338 | 0.89512 | 0.92826 | 0.22666 | 1.4746 | 1.8232 | 11.8325 | 3.1552 | 3.6638 | 1.8856 | 0.76321 | 0.026654 | 9.5745 | 0.78586 | 0.86723 | 9.3231 | 6.666 | 13.8821
770 | 18.6241 | 0.35053 | 0.10108 | 0.89551 | 0.038229 | 0.20033 | 20.3999 | 0.82674 | 0.94242 | 0.13368 | 1.1275 | 1.843 | 11.7 | 3.2694 | 1.7966 | 0.67343 | 0.59164 | 0.057315 | 6.9997 | 0.84929 | 0.8666 | 12.2825 | 9.8246 | 9.6834
771 | 15.5963 | 0.3261 | 0.077018 | 0.88253 | 0.055307 | 0.20113 | 23.545 | 0.87567 | 0.96517 | 0.00055866 | 1.3827 | 1.6903 | 7.7621 | 2.169 | 1.7322 | 1.6073 | 1.1194 | 0.044833 | 6.1357 | 0.83488 | 0.86646 | 8.5635 | 6.7268 | 9.7146
772 | 15.0442 | 0.34364 | 0.097199 | 0.84636 | 0.044466 | 0.18877 | 23.7614 | 0.88369 | 0.93158 | 0.28104 | 1.381 | 1.7853 | 12.4099 | 2.2336 | 3.5593 | 1.9989 | 0.50682 | 0.023044 | 6.9085 | 0.82345 | 0.79409 | 11.7596 | 7.7085 | 8.5546
773 | 24.5422 | 0.36215 | 0.089941 | 0.86767 | 0.043654 | 0.19367 | 16.0268 | 0.83981 | 0.92875 | 0.54352 | 1.4163 | 1.6181 | 8.5267 | 2.9104 | 1.7485 | 1.6823 | 0.4379 | 0.079832 | 6.7246 | 0.78421 | 0.86945 | 10.8485 | 7.1454 | 9.2389
774 | 15.3876 | 0.31557 | 0.11248 | 0.88371 | 0.053251 | 0.20013 | 19.674 | 0.86726 | 0.93224 | 0.33433 | 1.4759 | 1.52 | 12.557 | 3.2357 | 0.8584 | 0.64977 | 0.12895 | 0.066844 | 6.5626 | 0.76503 | 0.80745 | 11.667 | 7.3161 | 10.2097
775 | 20.3635 | 0.27231 | 0.091725 | 0.88859 | 0.060346 | 0.19222 | 16.4744 | 0.83103 | 0.92562 | 0.52207 | 1.4457 | 1.7797 | 6.8052 | 2.0864 | 3.3286 | 1.3518 | 0.44867 | 0.050618 | 9.3349 | 0.82921 | 0.91767 | 10.9547 | 9.4168 | 13.0519
776 | 25.2489 | 0.3365 | 0.090213 | 0.89117 | 0.042698 | 0.21799 | 20.8007 | 0.842 | 0.94456 | 0.18044 | 1.4679 | 1.1298 | 14.6958 | 1.89 | 2.8272 | 1.6144 | 0.13548 | 0.034521 | 8.4551 | 0.84883 | 0.86798 | 11.2518 | 6.7577 | 15.5629
777 | 29.3242 | 0.31328 | 0.088685 | 0.84579 | 0.052904 | 0.1958 | 20.7894 | 0.82885 | 0.95295 | 0.050449 | 1.3675 | 1.6485 | 9.363 | 3.2211 | 1.5834 | 1.9771 | 0.29769 | 0.06104 | 8.5757 | 0.79946 | 0.78061 | 9.2809 | 7.987 | 11.0081
778 | 31.0608 | 0.29803 | 0.10487 | 0.83662 | 0.054117 | 0.21833 | 26.1476 | 0.86958 | 0.91352 | 0.19592 | 1.5392 | 1.5103 | 9.4971 | 1.727 | 3.8439 | 0.79354 | 0.25023 | 0.053639 | 7.1314 | 0.81581 | 0.87675 | 7.9269 | 9.2493 | 10.0926
779 | 16.9636 | 0.3757 | 0.081404 | 0.86565 | 0.060063 | 0.22702 | 20.1579 | 0.91567 | 0.93534 | 0.032449 | 1.2683 | 1.2509 | 5.9137 | 5.0658 | 1.1826 | 0.79765 | 0.37306 | 0.027883 | 9.3003 | 0.80896 | 0.78884 | 8.9649 | 9.0653 | 15.7435
780 | 13.2457 | 0.38117 | 0.10044 | 0.89019 | 0.03875 | 0.20658 | 19.5601 | 0.89722 | 0.94621 | 0.0075427 | 1.3748 | 1.7996 | 11.0103 | 3.9682 | 3.3868 | 1.3195 | 0.37459 | 0.048885 | 6.9433 | 0.78116 | 0.85956 | 11.6417 | 7.4672 | 15.9223
781 | 17.6945 | 0.25893 | 0.10464 | 0.90166 | 0.039712 | 0.20167 | 16.2236 | 0.86646 | 0.95105 | 0.60318 | 1.165 | 1.3585 | 12.7336 | 2.0929 | 2.8759 | 1.5491 | 0.31919 | 0.075466 | 7.373 | 0.81704 | 0.77672 | 12.3153 | 9.106 | 15.6331
782 | 21.0268 | 0.33589 | 0.091172 | 0.88548 | 0.049288 | 0.20643 | 21.918 | 0.82509 | 0.95443 | 0.34645 | 1.2428 | 1.521 | 10.9225 | 3.2056 | 2.3038 | 1.4059 | 0.84665 | 0.0378 | 8.0293 | 0.80355 | 0.80368 | 12.3587 | 9.9416 | 13.4319
783 | 25.2051 | 0.30852 | 0.11224 | 0.873 | 0.064196 | 0.18901 | 20.7132 | 0.83317 | 0.91956 | 0.31194 | 1.0692 | 1.4274 | 11.1496 | 1.5789 | 3.6399 | 0.64384 | 0.74369 | 0.061325 | 9.5117 | 0.79964 | 0.84629 | 9.2667 | 7.4876 | 9.9533
784 | 25.8176 | 0.38052 | 0.085185 | 0.86089 | 0.0541 | 0.20283 | 19.9166 | 0.80505 | 0.95525 | 0.39 | 1.2433 | 1.3936 | 14.8729 | 2.6101 | 2.6646 | 0.67736 | 0.38179 | 0.057632 | 7.6018 | 0.84226 | 0.87635 | 9.3984 | 8.4699 | 9.3469
785 | 25.6073 | 0.30194 | 0.070908 | 0.88937 | 0.069384 | 0.22234 | 24.6487 | 0.78066 | 0.95257 | 0.20543 | 0.95963 | 1.8347 | 8.6669 | 2.5125 | 2.7185 | 1.3608 | 1.1671 | 0.044334 | 7.5312 | 0.82368 | 0.81933 | 6.4167 | 7.3736 | 10.042
786 | 18.9779 | 0.30642 | 0.10333 | 0.86121 | 0.057506 | 0.20946 | 16.7799 | 0.92258 | 0.9319 | 0.27384 | 1.5529 | 1.2637 | 13.6661 | 0.87439 | 3.4216 | 0.61156 | 0.90705 | 0.072144 | 6.8391 | 0.8043 | 0.77531 | 12.2413 | 7.5985 | 8.6519
787 | 25.3884 | 0.30767 | 0.10318 | 0.84282 | 0.057772 | 0.1988 | 22.1375 | 0.89739 | 0.94865 | 0.16195 | 1.4513 | 1.5685 | 8.5137 | 3.1363 | 2.4829 | 1.3769 | 1.0339 | 0.031959 | 9.4551 | 0.83938 | 0.91355 | 10.6132 | 8.0466 | 10.8863
788 | 22.2946 | 0.25393 | 0.082944 | 0.87819 | 0.033949 | 0.19848 | 22.8817 | 0.85208 | 0.9384 | 0.22363 | 1.5501 | 1.5866 | 13.6493 | 2.4701 | 1.4447 | 0.42247 | 0.93626 | 0.029003 | 6.4985 | 0.83514 | 0.79608 | 9.3644 | 6.9296 | 9.1397
789 | 19.6903 | 0.28115 | 0.11461 | 0.85865 | 0.047047 | 0.20054 | 23.0319 | 0.92117 | 0.94574 | 0.10535 | 1.1287 | 1.6935 | 10.7232 | 2.4203 | 1.5575 | 1.3454 | 0.72323 | 0.042306 | 6.3356 | 0.84554 | 0.81578 | 9.7133 | 9.5673 | 12.8032
790 | 23.5508 | 0.35633 | 0.080142 | 0.86746 | 0.043113 | 0.2031 | 19.5271 | 0.85945 | 0.93864 | 0.013538 | 1.1504 | 1.2731 | 13.6254 | 2.7443 | 1.0991 | 0.75159 | 1.1934 | 0.056689 | 9.7313 | 0.82017 | 0.78999 | 10.4428 | 8.1184 | 15.004
791 | 27.0738 | 0.33759 | 0.097743 | 0.90679 | 0.047083 | 0.21407 | 25.5131 | 0.82451 | 0.94632 | 0.33039 | 1.2826 | 1.7726 | 8.6911 | 2.0111 | 3.639 | 1.7231 | 0.17754 | 0.066863 | 8.1454 | 0.81106 | 0.88722 | 11.8654 | 7.5679 | 8.1498
792 | 27.3288 | 0.28791 | 0.086156 | 0.88752 | 0.060386 | 0.20216 | 14.1868 | 0.85372 | 0.94288 | 0.26648 | 1.1909 | 1.4043 | 10.3437 | 1.7076 | 2.4482 | 0.47191 | 0.76157 | 0.033491 | 6.8318 | 0.78812 | 0.83221 | 10.6543 | 7.6234 | 8.8125
793 | 17.2455 | 0.31469 | 0.087896 | 0.82133 | 0.077419 | 0.20141 | 27.2295 | 0.8621 | 0.93503 | 0.28607 | 1.1848 | 1.7162 | 7.2101 | 3.7048 | 1.7425 | 0.61987 | 0.12239 | 0.059871 | 7.9702 | 0.83428 | 0.80759 | 9.7388 | 8.782 | 10.2468
794 | 14.0054 | 0.28401 | 0.10522 | 0.89468 | 0.048255 | 0.18635 | 15.5024 | 0.91425 | 0.92456 | 0.13507 | 1.0877 | 1.1746 | 10.7986 | 1.5897 | 0.5034 | 1.4429 | 1.0294 | 0.039092 | 6.6696 | 0.79217 | 0.92614 | 8.9871 | 7.5839 | 9.9206
795 | 24.8079 | 0.37006 | 0.1012 | 0.88506 | 0.060223 | 0.20173 | 20.2313 | 0.85705 | 0.95394 | 0.063483 | 1.4619 | 1.3391 | 9.4817 | 4.8068 | 2.1385 | 1.0178 | 1.0302 | 0.038066 | 6.3576 | 0.79457 | 0.81789 | 12.0153 | 9.2731 | 15.3847
796 | 30.0562 | 0.30827 | 0.070161 | 0.8281 | 0.070327 | 0.23361 | 19.0842 | 0.81628 | 0.96334 | 0.22722 | 1.2775 | 1.521 | 6.3614 | 1.3024 | 2.7588 | 0.90116 | 0.64035 | 0.065554 | 9.5803 | 0.77046 | 0.85715 | 7.5486 | 6.6423 | 8.9303
797 | 25.1713 | 0.2702 | 0.099586 | 0.87779 | 0.06815 | 0.19425 | 18.6162 | 0.89904 | 0.96142 | 0.061277 | 1.3584 | 1.1912 | 8.9027 | 3.1214 | 1.6563 | 0.57049 | 1.1516 | 0.028208 | 7.016 | 0.78237 | 0.82096 | 9.5836 | 6.3838 | 8.9727
798 | 31.9256 | 0.30569 | 0.076229 | 0.90395 | 0.073959 | 0.2233 | 17.6391 | 0.83541 | 0.93461 | 0.67449 | 1.2822 | 1.5644 | 14.0334 | 2.916 | 2.4077 | 0.44196 | 0.69388 | 0.037499 | 7.4972 | 0.86811 | 0.81956 | 13.1334 | 6.2988 | 8.0905
799 | 21.9379 | 0.28756 | 0.1013 | 0.90233 | 0.053876 | 0.23017 | 23.992 | 0.8135 | 0.94519 | 0.25922 | 1.101 | 1.5855 | 11.4776 | 3.7837 | 1.8295 | 0.50139 | 0.47252 | 0.061543 | 9.7493 | 0.80005 | 0.86719 | 11.4633 | 7.4938 | 14.5592
800 | 30.8189 | 0.33242 | 0.086566 | 0.89283 | 0.064043 | 0.21164 | 11.5125 | 0.91321 | 0.96098 | 0.4521 | 1.4923 | 1.1987 | 10.5577 | 3.0131 | 1.7418 | 1.7335 | 0.82059 | 0.049537 | 8.4147 | 0.78542 | 0.90783 | 6.7238 | 9.9099 | 8.6139
801 | 21.0785 | 0.33303 | 0.098621 | 0.83133 | 0.036747 | 0.21634 | 18.3056 | 0.81223 | 0.9579 | 0.37057 | 1.4002 | 1.7573 | 10.5867 | 1.9114 | 3.1005 | 1.9743 | 0.47587 | 0.059366 | 6.9133 | 0.76075 | 0.80701 | 12.4498 | 9.7501 | 14.4133
802 | 20.6565 | 0.30285 | 0.10365 | 0.88769 | 0.046591 | 0.22755 | 16.7547 | 0.93448 | 0.94312 | 0.057255 | 1.3295 | 1.8087 | 15.0652 | 3.7664 | 3.9921 | 0.83887 | 0.73643 | 0.056374 | 9.848 | 0.84447 | 0.83405 | 11.5337 | 8.7395 | 12.3879
803 | 25.6867 | 0.37596 | 0.080365 | 0.8154 | 0.066965 | 0.21706 | 17.5718 | 0.86483 | 0.94455 | 0.24241 | 1.0361 | 1.4153 | 9.8378 | 2.9182 | 0.59488 | 1.4564 | 0.19997 | 0.022591 | 7.8723 | 0.84248 | 0.78465 | 6.9191 | 9.6824 | 14.4331
804 | 23.4294 | 0.28987 | 0.095586 | 0.8858 | 0.047444 | 0.18984 | 14.4597 | 0.87525 | 0.9587 | 0.040781 | 1.5246 | 1.1421 | 8.1953 | 2.1137 | 1.1273 | 1.1675 | 1.0564 | 0.023647 | 7.9882 | 0.81747 | 0.79043 | 11.9277 | 8.6731 | 13.6069
805 | 19.6189 | 0.31042 | 0.10757 | 0.85763 | 0.054725 | 0.19977 | 24.5412 | 0.92994 | 0.91389 | 0.32873 | 1.1059 | 1.856 | 11.8997 | 3.3796 | 1.6894 | 1.9971 | 0.81243 | 0.033055 | 8.3336 | 0.73809 | 0.83842 | 9.399 | 8.1842 | 9.0018
806 | 30.1693 | 0.32121 | 0.098171 | 0.89138 | 0.047621 | 0.22484 | 24.8442 | 0.92961 | 0.92552 | 0.33926 | 1.0783 | 1.2664 | 13.0451 | 1.0325 | 2.1217 | 0.82997 | 0.13064 | 0.030748 | 6.2879 | 0.81643 | 0.79468 | 8.1288 | 8.8353 | 12.2686
807 | 11.3879 | 0.29963 | 0.10232 | 0.82359 | 0.075173 | 0.18642 | 23.7519 | 0.85608 | 0.91703 | 0.53794 | 1.5406 | 1.3379 | 15.1611 | 1.8779 | 1.5781 | 1.0744 | 0.49397 | 0.069561 | 9.1783 | 0.78269 | 0.80195 | 7.7363 | 8.4982 | 10.1548
808 | 16.1557 | 0.30274 | 0.092013 | 0.85886 | 0.066815 | 0.18855 | 17.7532 | 0.75315 | 0.91833 | 0.026078 | 1.274 | 1.6895 | 15.7829 | 4.1383 | 1.3607 | 1.8869 | 0.69745 | 0.040386 | 9.9548 | 0.83253 | 0.80645 | 13.2068 | 6.881 | 8.2095
809 | 24.2148 | 0.29284 | 0.093199 | 0.87976 | 0.057549 | 0.20345 | 18.3634 | 0.84236 | 0.9551 | 0.30873 | 1.1541 | 1.5534 | 7.455 | 1.4509 | 2.8649 | 1.2831 | 0.34908 | 0.026408 | 7.3194 | 0.83495 | 0.87336 | 11.5223 | 6.6377 | 8.8612
810 | 24.2914 | 0.35927 | 0.10776 | 0.89339 | 0.05225 | 0.19165 | 25.1039 | 0.86551 | 0.96653 | 0.56008 | 0.99408 | 1.1622 | 9.5896 | 3.1178 | 3.1186 | 0.50762 | 0.093121 | 0.023919 | 8.0648 | 0.80305 | 0.88089 | 12.2555 | 6.3428 | 15.6531
811 | 27.8418 | 0.31941 | 0.066353 | 0.838 | 0.062283 | 0.20058 | 18.7349 | 0.86161 | 0.93054 | 0.30719 | 1.2334 | 1.7188 | 6.4214 | 1.0855 | 3.1561 | 1.8533 | 0.87632 | 0.027496 | 9.5568 | 0.83104 | 0.86142 | 9.2649 | 6.0627 | 14.5762
812 | 15.9563 | 0.31861 | 0.1088 | 0.89929 | 0.062308 | 0.21361 | 28.0646 | 0.87408 | 0.94392 | 0.52603 | 1.2617 | 1.2227 | 9.6169 | 1.9032 | 1.9851 | 1.7998 | 0.56587 | 0.065746 | 6.5092 | 0.78305 | 0.8053 | 7.35 | 8.5231 | 12.252
813 | 13.9129 | 0.36996 | 0.097529 | 0.89987 | 0.042743 | 0.22849 | 15.6674 | 0.88786 | 0.94816 | 0.37887 | 0.94453 | 1.5438 | 11.0078 | 3.4902 | 2.3155 | 0.54755 | 0.079294 | 0.05163 | 8.254 | 0.82387 | 0.89184 | 9.9254 | 8.5541 | 8.4455
814 | 24.8596 | 0.32974 | 0.11326 | 0.90824 | 0.059249 | 0.20973 | 19.4201 | 0.91172 | 0.9317 | 0.29418 | 1.3646 | 1.1949 | 13.4316 | 2.2102 | 1.3948 | 0.90703 | 0.40987 | 0.05794 | 8.8709 | 0.73671 | 0.84004 | 9.2986 | 8.3344 | 10.9494
815 | 18.8622 | 0.36807 | 0.094049 | 0.87444 | 0.062614 | 0.23127 | 17.7054 | 0.86213 | 0.96284 | 0.37188 | 0.95785 | 1.4052 | 10.9432 | 2.063 | 2.7681 | 0.89514 | 1.0012 | 0.03522 | 7.0396 | 0.81513 | 0.81412 | 7.3658 | 9.7061 | 13.8889
816 | 22.2873 | 0.32827 | 0.086088 | 0.8343 | 0.062905 | 0.20062 | 25.6113 | 0.90671 | 0.91487 | 0.074778 | 1.1384 | 1.8712 | 10.6456 | 2.5192 | 2.6771 | 1.6775 | 0.057674 | 0.060402 | 9.9346 | 0.8212 | 0.80811 | 8.9892 | 9.5386 | 9.3102
817 | 29.2061 | 0.33914 | 0.098871 | 0.86211 | 0.060533 | 0.20423 | 17.9462 | 0.90278 | 0.96165 | 0.098464 | 1.0952 | 1.6877 | 11.6229 | 3.1119 | 1.8696 | 1.5892 | 0.61237 | 0.058382 | 8.555 | 0.77935 | 0.84703 | 8.3682 | 6.8986 | 9.3258
818 | 18.2512 | 0.34327 | 0.069187 | 0.91121 | 0.04894 | 0.20198 | 24.8091 | 0.81963 | 0.94224 | 0.15677 | 1.1445 | 1.3405 | 14.9197 | 2.3688 | 1.3677 | 1.137 | 0.078003 | 0.049379 | 7.5608 | 0.76281 | 0.80678 | 11.491 | 9.9302 | 13.6393
819 | 25.4657 | 0.29005 | 0.087528 | 0.91193 | 0.043963 | 0.22566 | 19.1833 | 0.93686 | 0.94539 | 0.32122 | 1.2409 | 1.8665 | 13.0281 | 3.925 | 1.0451 | 1.9693 | 0.89234 | 0.052349 | 6.7851 | 0.8499 | 0.87504 | 7.0267 | 8.0675 | 13.0664
820 | 21.836 | 0.34843 | 0.099629 | 0.81809 | 0.071647 | 0.19946 | 25.2513 | 0.84163 | 0.94696 | 0.086394 | 1.5313 | 1.626 | 16.3593 | 4.4751 | 1.9638 | 1.6679 | 0.63692 | 0.074464 | 6.929 | 0.77637 | 0.82182 | 10.5658 | 9.2413 | 8.9188
821 | 18.1053 | 0.32157 | 0.082705 | 0.90933 | 0.057986 | 0.20585 | 18.1234 | 0.84705 | 0.95058 | 0.59567 | 1.3124 | 1.7337 | 7.098 | 2.9331 | 3.3257 | 1.031 | 0.63066 | 0.055461 | 7.9448 | 0.84339 | 0.85915 | 9.0287 | 6.3342 | 12.2048
822 | 21.992 | 0.33607 | 0.085573 | 0.83378 | 0.045161 | 0.18039 | 21.5384 | 0.85574 | 0.96223 | 0.091531 | 1.3348 | 1.3299 | 12.6039 | 1.4553 | 3.2225 | 0.56099 | 0.61082 | 0.02835 | 7.7831 | 0.80363 | 0.8406 | 11.726 | 9.0314 | 15.5035
823 | 31.4158 | 0.32354 | 0.1136 | 0.84511 | 0.054208 | 0.21081 | 17.0559 | 0.84168 | 0.95673 | 0.60486 | 1.3112 | 1.8077 | 11.2689 | 1.4605 | 3.6643 | 1.7188 | 0.97547 | 0.044118 | 6.569 | 0.84007 | 0.80872 | 12.1939 | 7.6669 | 10.6788
824 | 14.9334 | 0.26848 | 0.10726 | 0.89726 | 0.068612 | 0.19844 | 21.0612 | 0.88639 | 0.9581 | 0.090264 | 1.5288 | 1.8383 | 11.9864 | 4.0813 | 3.1174 | 1.309 | 0.90795 | 0.058818 | 9.1866 | 0.76345 | 0.8214 | 7.8689 | 8.5563 | 15.271
825 | 20.5381 | 0.30708 | 0.088378 | 0.88488 | 0.053455 | 0.20377 | 25.014 | 0.89339 | 0.96259 | 0.36658 | 1.0121 | 1.331 | 8.6798 | 1.2713 | 2.4853 | 1.0468 | 1.1263 | 0.060583 | 8.976 | 0.79204 | 0.81056 | 11.1034 | 6.5874 | 12.5435
826 | 15.9809 | 0.29254 | 0.075894 | 0.86689 | 0.050705 | 0.22434 | 23.2211 | 0.89803 | 0.95151 | 0.42919 | 1.1826 | 1.7747 | 12.7918 | 0.9832 | 0.66219 | 1.4023 | 0.30155 | 0.034234 | 9.8561 | 0.817 | 0.87696 | 9.4937 | 7.9451 | 9.4128
827 | 30.7018 | 0.34145 | 0.092597 | 0.89937 | 0.066564 | 0.19484 | 18.1081 | 0.80946 | 0.9562 | 0.34014 | 1.0682 | 1.4787 | 12.1831 | 4.1636 | 2.8189 | 0.5586 | 1.0605 | 0.045069 | 9.0711 | 0.80135 | 0.83122 | 14.2088 | 8.8172 | 14.3975
828 | 24.1191 | 0.29205 | 0.11391 | 0.91385 | 0.058947 | 0.1884 | 22.5603 | 0.89046 | 0.92643 | 0.59444 | 1.2542 | 1.4848 | 9.4666 | 2.131 | 3.7396 | 1.4776 | 0.46377 | 0.03919 | 7.9159 | 0.7788 | 0.8452 | 11.202 | 7.8535 | 13.8669
829 | 30.1327 | 0.29584 | 0.081873 | 0.81161 | 0.03735 | 0.19069 | 19.6811 | 0.88103 | 0.93966 | 0.031491 | 1.4711 | 1.6286 | 7.4004 | 1.6148 | 1.7551 | 1.0567 | 1.061 | 0.025941 | 9.4888 | 0.84284 | 0.88084 | 13.0473 | 9.7856 | 9.1968
830 | 24.3867 | 0.3161 | 0.093434 | 0.88788 | 0.044385 | 0.1966 | 13.8913 | 0.89551 | 0.93479 | 0.015119 | 1.1963 | 1.711 | 12.7132 | 3.4253 | 0.5231 | 0.53531 | 0.98555 | 0.044368 | 7.1183 | 0.7967 | 0.89025 | 11.1761 | 6.8072 | 9.4913
831 | 23.8334 | 0.31835 | 0.097135 | 0.81979 | 0.042536 | 0.21855 | 17.9648 | 0.7633 | 0.96393 | 0.27725 | 1.3028 | 1.7365 | 8.9948 | 3.948 | 2.4625 | 0.57421 | 0.30393 | 0.048611 | 9.4131 | 0.86334 | 0.90272 | 11.4087 | 7.1063 | 14.1056
832 | 11.628 | 0.27402 | 0.11088 | 0.89273 | 0.063133 | 0.17738 | 15.1799 | 0.92194 | 0.96019 | 0.049482 | 1.1902 | 1.6334 | 12.0502 | 3.4865 | 1.8772 | 0.7187 | 0.61631 | 0.058032 | 8.4788 | 0.76569 | 0.82247 | 12.0449 | 7.4732 | 11.0487
833 | 33.4013 | 0.31643 | 0.1036 | 0.88774 | 0.037149 | 0.18766 | 25.8827 | 0.89705 | 0.92107 | 0.34138 | 1.0656 | 1.5952 | 14.22 | 4.9461 | 3.8832 | 1.0165 | 1.0753 | 0.071669 | 7.7515 | 0.82979 | 0.88488 | 11.1225 | 8.4839 | 8.263
834 | 27.6769 | 0.34534 | 0.085951 | 0.88987 | 0.056551 | 0.19281 | 26.1265 | 0.93123 | 0.94731 | 0.28989 | 1.0518 | 1.6172 | 11.9253 | 2.8763 | 1.2161 | 1.3581 | 0.23923 | 0.051332 | 6.6538 | 0.80627 | 0.84384 | 8.2764 | 8.876 | 9.2857
835 | 16.8224 | 0.28372 | 0.09592 | 0.8809 | 0.048218 | 0.21645 | 18.333 | 0.81287 | 0.91869 | 0.48652 | 1.0234 | 1.5263 | 13.5866 | 2.3656 | 0.76117 | 1.224 | 0.12033 | 0.054526 | 9.5482 | 0.76582 | 0.82071 | 13.968 | 8.9696 | 13.3939
836 | 20.317 | 0.30034 | 0.09987 | 0.88825 | 0.047838 | 0.1959 | 22.6293 | 0.84874 | 0.92787 | 0.03106 | 1.3819 | 1.3294 | 8.2101 | 2.6123 | 3.7195 | 1.8767 | 0.10426 | 0.039978 | 7.2279 | 0.77337 | 0.85376 | 10.9273 | 6.8534 | 13.8451
837 | 23.6811 | 0.28328 | 0.10032 | 0.90297 | 0.039425 | 0.23865 | 16.8161 | 0.86764 | 0.92115 | 0.46467 | 1.1609 | 1.6964 | 13.7742 | 2.4049 | 0.57891 | 0.87451 | 0.29466 | 0.059083 | 9.4751 | 0.83645 | 0.83338 | 11.2617 | 7.6867 | 9.2066
838 | 17.8522 | 0.32991 | 0.078524 | 0.85442 | 0.055046 | 0.21826 | 18.7063 | 0.79719 | 0.94136 | 0.60192 | 1.4689 | 1.7479 | 12.402 | 2.2154 | 1.51 | 1.6363 | 0.23676 | 0.050385 | 9.4042 | 0.76376 | 0.89837 | 12.6463 | 9.9172 | 14.4995
839 | 22.6559 | 0.33158 | 0.11203 | 0.89886 | 0.052627 | 0.18868 | 16.8711 | 0.84938 | 0.9561 | 0.059574 | 0.96355 | 1.8422 | 11.04 | 2.7982 | 0.74208 | 1.7981 | 0.91524 | 0.049998 | 6.4454 | 0.83 | 0.80217 | 10.9754 | 9.8534 | 10.184
840 | 13.2739 | 0.31681 | 0.07225 | 0.84409 | 0.071305 | 0.19548 | 18.0554 | 0.88135 | 0.94981 | 0.17958 | 1.4892 | 1.3188 | 10.9553 | 3.0655 | 1.5486 | 1.081 | 1.1372 | 0.051757 | 7.2668 | 0.77258 | 0.8611 | 8.1739 | 9.5136 | 15.4574
841 | 17.1625 | 0.25319 | 0.11052 | 0.91044 | 0.065872 | 0.19558 | 18.4642 | 0.88909 | 0.94891 | 0.0012884 | 1.196 | 1.6481 | 10.846 | 3.2883 | 2.4904 | 1.6516 | 0.93786 | 0.039802 | 6.7342 | 0.81488 | 0.89445 | 8.1643 | 9.6888 | 8.5782
842 | 19.7662 | 0.28603 | 0.094859 | 0.848 | 0.060408 | 0.23168 | 22.6861 | 0.9395 | 0.92505 | 0.10823 | 1.5606 | 1.2129 | 8.7172 | 2.5241 | 2.7927 | 0.91043 | 0.9921 | 0.078994 | 6.5946 | 0.76056 | 0.90147 | 12.4032 | 9.5594 | 10.8346
843 | 17.1766 | 0.27306 | 0.080347 | 0.85873 | 0.069838 | 0.20401 | 17.9868 | 0.88463 | 0.93353 | 0.53165 | 1.4524 | 1.5999 | 11.7391 | 2.6771 | 2.1677 | 1.0922 | 1.0275 | 0.040938 | 6.3469 | 0.80979 | 0.82884 | 10.5897 | 9.2178 | 14.2795
844 | 23.1361 | 0.3417 | 0.095267 | 0.85631 | 0.052885 | 0.21791 | 21.3049 | 0.77009 | 0.92694 | 0.021067 | 0.96053 | 1.7047 | 6.1157 | 2.5422 | 1.3216 | 1.1267 | 0.37567 | 0.062729 | 7.727 | 0.82291 | 0.90485 | 9.3349 | 9.1747 | 9.5179
845 | 23.0331 | 0.32425 | 0.075767 | 0.90471 | 0.043986 | 0.22677 | 18.8226 | 0.83026 | 0.94706 | 0.21786 | 1.3933 | 1.7767 | 10.087 | 1.6439 | 2.6454 | 1.3554 | 0.14772 | 0.054719 | 6.6996 | 0.87409 | 0.85881 | 5.8006 | 7.8607 | 15.3325
846 | 21.9136 | 0.2867 | 0.083732 | 0.88721 | 0.074917 | 0.21881 | 17.1845 | 0.82201 | 0.95012 | 0.6007 | 0.99279 | 1.6859 | 9.9469 | 2.9535 | 1.9698 | 1.4532 | 0.98409 | 0.05125 | 8.7932 | 0.77771 | 0.80003 | 10.1947 | 7.3671 | 13.1591
847 | 25.8913 | 0.28618 | 0.066289 | 0.88325 | 0.042868 | 0.21967 | 21.7348 | 0.88896 | 0.95099 | 0.4902 | 1.198 | 1.4398 | 15.2197 | 1.2835 | 1.4154 | 0.98966 | 0.31583 | 0.058163 | 7.7889 | 0.82848 | 0.86289 | 9.4762 | 6.97 | 9.613
848 | 22.0498 | 0.3113 | 0.086248 | 0.9027 | 0.0444 | 0.19631 | 18.898 | 0.86992 | 0.91972 | 0.21522 | 1.4912 | 1.2862 | 14.5579 | 1.1396 | 2.911 | 0.74712 | 0.071444 | 0.047796 | 8.6949 | 0.79137 | 0.8742 | 7.0736 | 6.0288 | 15.9586
849 | 15.8402 | 0.30577 | 0.093758 | 0.8946 | 0.039534 | 0.19972 | 13.2926 | 0.94642 | 0.93147 | 0.45493 | 1.3395 | 1.7017 | 8.927 | 3.0484 | 2.6393 | 1.1327 | 0.91618 | 0.050551 | 8.7024 | 0.75199 | 0.8374 | 9.923 | 6.3997 | 14.3011
850 | 17.2647 | 0.35794 | 0.095401 | 0.83673 | 0.056208 | 0.19983 | 19.8233 | 0.91925 | 0.93081 | 0.39942 | 0.93898 | 1.8506 | 12.422 | 2.0977 | 0.99933 | 0.92504 | 0.9602 | 0.054125 | 6.9725 | 0.84189 | 0.86321 | 8.8955 | 7.034 | 8.3472
851 | 15.771 | 0.30224 | 0.09547 | 0.8651 | 0.059712 | 0.2147 | 19.9726 | 0.90079 | 0.93746 | 0.354 | 1.535 | 1.7807 | 10.6369 | 1.9961 | 2.7768 | 1.2951 | 0.059085 | 0.046671 | 6.9533 | 0.75685 | 0.82567 | 8.8675 | 9.4765 | 9.8381
852 | 24.6112 | 0.33707 | 0.088419 | 0.90425 | 0.046733 | 0.23936 | 24.9636 | 0.79874 | 0.91311 | 0.07531 | 1.5016 | 1.4964 | 12.541 | 3.3971 | 3.5205 | 1.1349 | 0.28089 | 0.051944 | 8.1231 | 0.80688 | 0.90422 | 9.8256 | 6.4561 | 10.6661
853 | 26.4185 | 0.26758 | 0.072487 | 0.84397 | 0.04473 | 0.22457 | 11.1327 | 0.85668 | 0.92713 | 0.31352 | 1.5278 | 1.5814 | 10.4631 | 3.419 | 0.73834 | 0.93576 | 0.83754 | 0.032653 | 9.5159 | 0.83064 | 0.8651 | 10.7028 | 6.564 | 11.1347
854 | 21.5922 | 0.32707 | 0.092042 | 0.90475 | 0.053724 | 0.2067 | 18.2779 | 0.90918 | 0.9417 | 0.0494 | 1.2699 | 1.6738 | 12.0721 | 4.6705 | 0.66603 | 1.7453 | 0.52079 | 0.034035 | 9.4455 | 0.80907 | 0.77998 | 12.7365 | 8.8947 | 8.9428
855 | 23.0411 | 0.28913 | 0.080607 | 0.86405 | 0.047401 | 0.22834 | 21.3431 | 0.89914 | 0.95021 | 0.46839 | 1.1562 | 1.2653 | 11.5973 | 2.1461 | 1.9893 | 1.5002 | 0.29591 | 0.052567 | 7.48 | 0.82627 | 0.87198 | 7.9182 | 6.5523 | 11.16
856 | 24.4654 | 0.38094 | 0.11061 | 0.84204 | 0.062808 | 0.20899 | 14.7877 | 0.86308 | 0.95478 | 0.16786 | 1.0609 | 1.5913 | 13.8888 | 3.6143 | 2.608 | 1.619 | 0.48593 | 0.0644 | 7.2373 | 0.75397 | 0.86369 | 9.6096 | 6.4875 | 13.7278
857 | 22.2124 | 0.27568 | 0.090751 | 0.86239 | 0.048468 | 0.19757 | 14.3225 | 0.86604 | 0.93854 | 0.54476 | 1.0844 | 1.7076 | 11.7299 | 1.4854 | 0.82938 | 0.91659 | 0.76617 | 0.079721 | 7.3332 | 0.78607 | 0.89136 | 11.5525 | 8.613 | 11.4523
858 | 25.9839 | 0.31193 | 0.11489 | 0.8891 | 0.064654 | 0.19437 | 14.7349 | 0.83242 | 0.92425 | 0.4009 | 1.302 | 1.6141 | 12.4357 | 2.5264 | 2.9202 | 1.1782 | 0.54216 | 0.035328 | 6.4817 | 0.81021 | 0.86875 | 7.3387 | 6.9211 | 9.6584
859 | 24.8789 | 0.3463 | 0.10233 | 0.90939 | 0.068805 | 0.23146 | 24.0871 | 0.87794 | 0.94177 | 0.66365 | 1.4806 | 1.6326 | 9.6902 | 1.3745 | 1.9948 | 1.7063 | 0.052551 | 0.042984 | 7.7364 | 0.76262 | 0.90824 | 8.0454 | 6.9601 | 15.0667
860 | 16.6409 | 0.30936 | 0.094191 | 0.90539 | 0.04637 | 0.19887 | 19.536 | 0.88567 | 0.90865 | 0.10133 | 1.4883 | 1.1679 | 15.0217 | 2.2097 | 1.9153 | 0.67397 | 0.72591 | 0.021328 | 8.6902 | 0.77918 | 0.88286 | 9.5586 | 7.4394 | 14.4506
861 | 12.9409 | 0.30215 | 0.11134 | 0.87481 | 0.067858 | 0.18082 | 24.2699 | 0.89078 | 0.9403 | 0.13811 | 1.362 | 1.588 | 7.8536 | 3.4424 | 0.56603 | 1.7075 | 0.62149 | 0.076033 | 8.6728 | 0.80943 | 0.80918 | 10.0618 | 7.8442 | 15.0466
862 | 13.437 | 0.34495 | 0.10873 | 0.91843 | 0.043041 | 0.18909 | 22.4428 | 0.88877 | 0.9599 | 0.66627 | 0.95297 | 1.4074 | 11.5855 | 3.0481 | 3.7891 | 1.4382 | 0.32865 | 0.053021 | 9.7895 | 0.80672 | 0.8409 | 8.597 | 8.8633 | 15.7885
863 | 30.9807 | 0.35673 | 0.099372 | 0.90818 | 0.067904 | 0.20909 | 23.2345 | 0.77382 | 0.95529 | 0.26269 | 1.4008 | 1.2678 | 12.8389 | 1.5537 | 1.1185 | 0.51318 | 0.53036 | 0.03237 | 8.0444 | 0.79438 | 0.85138 | 8.5537 | 6.1526 | 14.6186
864 | 23.8252 | 0.32795 | 0.0622 | 0.88854 | 0.052368 | 0.23257 | 11.7412 | 0.9304 | 0.95233 | 0.52669 | 1.1738 | 1.7376 | 13.8968 | 2.9753 | 2.3261 | 1.7892 | 0.93205 | 0.059518 | 7.9324 | 0.81593 | 0.85254 | 13.2577 | 9.3245 | 11.7002
865 | 24.0682 | 0.29376 | 0.071078 | 0.88731 | 0.061282 | 0.20811 | 20.3202 | 0.89053 | 0.94859 | 0.13319 | 1.209 | 1.5388 | 8.2561 | 1.3609 | 3.6597 | 0.56184 | 0.61714 | 0.073613 | 9.5187 | 0.80032 | 0.85212 | 10.2976 | 9.1598 | 13.8997
866 | 22.0636 | 0.35898 | 0.099925 | 0.89519 | 0.059505 | 0.23162 | 22.2655 | 0.8878 | 0.9615 | 0.16262 | 1.1867 | 1.7302 | 12.8493 | 2.9839 | 1.1153 | 1.8995 | 0.40388 | 0.06767 | 7.1954 | 0.76933 | 0.79489 | 11.8304 | 6.5612 | 9.5847
867 | 12.3369 | 0.27779 | 0.0897 | 0.87157 | 0.034035 | 0.19901 | 26.8789 | 0.82824 | 0.94844 | 0.46162 | 1.3374 | 1.2865 | 8.864 | 1.7806 | 2.6805 | 1.0297 | 0.86051 | 0.078018 | 6.7535 | 0.7958 | 0.83361 | 7.5619 | 6.6951 | 13.4657
868 | 27.3553 | 0.29604 | 0.089389 | 0.90871 | 0.073184 | 0.18597 | 18.1412 | 0.91806 | 0.94042 | 0.058414 | 1.5581 | 1.5677 | 16.0537 | 0.81903 | 2.2881 | 1.1647 | 0.14829 | 0.061197 | 9.5358 | 0.80782 | 0.87984 | 9.9729 | 6.8621 | 10.1696
869 | 21.3303 | 0.3191 | 0.068557 | 0.90513 | 0.063567 | 0.20093 | 22.481 | 0.83292 | 0.9312 | 0.41342 | 1.4319 | 1.3279 | 11.7673 | 2.6767 | 3.6904 | 1.4789 | 1.0054 | 0.036225 | 7.2941 | 0.82398 | 0.88668 | 9.24 | 6.9784 | 14.6243
870 | 26.087 | 0.29574 | 0.10983 | 0.83906 | 0.058519 | 0.19801 | 20.8629 | 0.8048 | 0.93064 | 0.4552 | 0.97345 | 1.8308 | 15.1959 | 1.7313 | 1.4216 | 1.7965 | 0.79454 | 0.067016 | 8.2152 | 0.76664 | 0.88171 | 10.6981 | 8.8789 | 15.2166
871 | 28.0605 | 0.3174 | 0.071229 | 0.89664 | 0.047337 | 0.20667 | 14.0716 | 0.87474 | 0.9165 | 0.21971 | 1.3947 | 1.5318 | 9.0743 | 2.4942 | 1.2389 | 0.98666 | 0.4159 | 0.056226 | 9.635 | 0.77237 | 0.85632 | 12.2163 | 6.4271 | 12.4758
872 | 22.6726 | 0.31499 | 0.097538 | 0.91616 | 0.039991 | 0.22548 | 16.5795 | 0.81613 | 0.92335 | 0.074433 | 1.001 | 1.3353 | 9.7127 | 4.1022 | 1.0072 | 1.5153 | 0.72756 | 0.078558 | 8.1132 | 0.83654 | 0.81699 | 9.1756 | 9.9603 | 11.7538
873 | 17.4985 | 0.32458 | 0.087805 | 0.9017 | 0.050441 | 0.21605 | 22.0454 | 0.88195 | 0.95216 | 0.29575 | 1.3655 | 1.5519 | 15.7433 | 2.8891 | 3.5661 | 0.43432 | 0.36002 | 0.046139 | 9.3224 | 0.77026 | 0.81389 | 7.2526 | 8.1101 | 11.8628
874 | 27.1821 | 0.36657 | 0.092337 | 0.90916 | 0.060267 | 0.1887 | 22.5982 | 0.90245 | 0.94496 | 0.35851 | 1.425 | 1.4452 | 10.8784 | 1.3229 | 2.9638 | 0.4134 | 0.60433 | 0.068899 | 7.1808 | 0.82466 | 0.86334 | 12.9419 | 6.2027 | 10.9762
875 | 20.5822 | 0.36872 | 0.085808 | 0.88805 | 0.04458 | 0.24346 | 23.7122 | 0.79621 | 0.93161 | 0.40123 | 1.1161 | 1.2893 | 13.3026 | 2.4086 | 3.9186 | 1.8835 | 0.8642 | 0.072575 | 9.6713 | 0.74365 | 0.84898 | 10.7392 | 9.7575 | 8.3393
876 | 20.1766 | 0.3211 | 0.0765 | 0.86777 | 0.048628 | 0.19251 | 24.4908 | 0.8768 | 0.93858 | 0.10326 | 1.5052 | 1.179 | 12.1085 | 1.2396 | 3.2162 | 0.66166 | 0.24854 | 0.065093 | 7.4011 | 0.81359 | 0.90166 | 7.6644 | 8.2516 | 13.4485
877 | 18.8214 | 0.30405 | 0.085442 | 0.85123 | 0.0569 | 0.19863 | 23.4366 | 0.81787 | 0.96182 | 0.54694 | 1.1833 | 1.1646 | 13.2954 | 3.5112 | 3.9798 | 1.4455 | 0.51922 | 0.025311 | 6.0345 | 0.82123 | 0.88898 | 9.6486 | 9.6219 | 11.189
878 | 20.7325 | 0.29068 | 0.094952 | 0.8811 | 0.059124 | 0.18517 | 23.2745 | 0.77995 | 0.94924 | 0.00028931 | 0.93776 | 1.5778 | 12.363 | 1.7426 | 2.8973 | 1.6447 | 0.43436 | 0.035632 | 9.0825 | 0.81767 | 0.87378 | 11.7483 | 7.6948 | 14.641
879 | 18.7701 | 0.36285 | 0.094294 | 0.90222 | 0.043457 | 0.2078 | 15.7695 | 0.82805 | 0.91922 | 0.39351 | 0.98112 | 1.6987 | 13.918 | 3.5792 | 2.6567 | 0.7664 | 0.93535 | 0.038832 | 8.6637 | 0.80766 | 0.84796 | 11.709 | 9.4463 | 10.7504
880 | 33.2967 | 0.26877 | 0.1055 | 0.9056 | 0.074141 | 0.20833 | 22.351 | 0.85828 | 0.95202 | 0.33992 | 1.0026 | 1.7864 | 10.4103 | 2.488 | 1.3612 | 1.0836 | 0.85662 | 0.079794 | 8.4922 | 0.81899 | 0.92046 | 12.5151 | 6.2723 | 9.7899
881 | 22.387 | 0.33392 | 0.072176 | 0.89604 | 0.062474 | 0.20381 | 21.6469 | 0.84671 | 0.91349 | 0.21073 | 1.0383 | 1.8455 | 9.511 | 2.8795 | 2.4513 | 1.4584 | 0.13657 | 0.079546 | 9.0119 | 0.86548 | 0.91857 | 8.0783 | 8.4574 | 10.7588
882 | 17.955 | 0.3064 | 0.11343 | 0.9103 | 0.043402 | 0.18321 | 12.7662 | 0.81134 | 0.92816 | 0.16714 | 1.0512 | 1.4586 | 8.4879 | 2.1362 | 0.50499 | 1.6838 | 0.3889 | 0.024719 | 7.7175 | 0.81563 | 0.83201 | 8.3217 | 8.2441 | 10.7911
883 | 27.7463 | 0.33077 | 0.083054 | 0.87603 | 0.058736 | 0.23491 | 19.7521 | 0.87856 | 0.94164 | 0.069094 | 1.0438 | 1.4733 | 13.0112 | 4.4343 | 3.9409 | 1.9124 | 0.36417 | 0.023463 | 7.6488 | 0.76108 | 0.83567 | 8.8066 | 6.6797 | 13.4323
884 | 22.9164 | 0.29787 | 0.10082 | 0.87725 | 0.0617 | 0.22895 | 27.7464 | 0.78217 | 0.95078 | 0.12561 | 1.3791 | 1.83 | 5.6557 | 3.7879 | 3.8571 | 0.66935 | 0.79348 | 0.024927 | 6.137 | 0.79259 | 0.87241 | 10.6205 | 8.4402 | 11.7734
885 | 15.4925 | 0.305 | 0.10178 | 0.88285 | 0.077039 | 0.21347 | 29.6248 | 0.91193 | 0.93149 | 0.38454 | 1.4039 | 1.1338 | 12.8636 | 3.4273 | 3.6488 | 1.4722 | 0.095699 | 0.079043 | 8.6214 | 0.86986 | 0.85546 | 6.4573 | 8.8383 | 13.7873
886 | 24.6466 | 0.33194 | 0.085041 | 0.85464 | 0.060475 | 0.21647 | 18.0227 | 0.85844 | 0.94413 | 0.49843 | 1.5621 | 1.6773 | 11.4974 | 2.4114 | 2.7542 | 1.6785 | 0.37795 | 0.04638 | 7.1521 | 0.81047 | 0.82709 | 7.0375 | 7.3015 | 14.2524
887 | 18.4538 | 0.34548 | 0.094939 | 0.85172 | 0.062116 | 0.22129 | 19.7116 | 0.90494 | 0.95029 | 0.67166 | 1.3161 | 1.8543 | 14.4749 | 2.8625 | 3.6098 | 1.6168 | 0.63616 | 0.073059 | 8.0071 | 0.75484 | 0.81065 | 12.908 | 6.7442 | 15.9608
888 | 32.4894 | 0.36379 | 0.092187 | 0.85046 | 0.050203 | 0.22994 | 23.2845 | 0.90429 | 0.95401 | 0.043917 | 0.99778 | 1.4353 | 14.5187 | 2.3718 | 1.3054 | 0.62987 | 0.41172 | 0.079355 | 6.5184 | 0.79619 | 0.9028 | 13.744 | 7.0313 | 12.0615
889 | 28.8569 | 0.37295 | 0.10627 | 0.88353 | 0.04816 | 0.21498 | 22.1798 | 0.86532 | 0.92735 | 0.47505 | 1.3055 | 1.2805 | 6.8744 | 3.6971 | 2.456 | 1.2329 | 0.64166 | 0.063693 | 8.1971 | 0.81571 | 0.84416 | 7.531 | 9.7731 | 14.667
890 | 26.191 | 0.29694 | 0.097089 | 0.89609 | 0.056714 | 0.21011 | 15.391 | 0.88506 | 0.94962 | 0.16437 | 1.5266 | 1.3526 | 15.7235 | 2.6886 | 1.4967 | 0.75762 | 1.1753 | 0.038248 | 8.338 | 0.83163 | 0.83036 | 11.1594 | 7.1845 | 9.175
891 | 15.3032 | 0.3401 | 0.10435 | 0.87525 | 0.058135 | 0.21752 | 20.1119 | 0.90695 | 0.91435 | 0.39106 | 1.2012 | 1.2395 | 11.8133 | 2.6966 | 1.3987 | 1.9345 | 0.48899 | 0.060833 | 9.1184 | 0.80227 | 0.85304 | 11.6278 | 6.4455 | 11.1798
892 | 26.3002 | 0.28317 | 0.082244 | 0.86612 | 0.049275 | 0.22041 | 17.787 | 0.93238 | 0.9389 | 0.23974 | 1.5027 | 1.5184 | 9.4773 | 5.1191 | 2.6058 | 1.5041 | 0.15716 | 0.059561 | 7.8816 | 0.84236 | 0.80821 | 10.3574 | 8.14 | 15.5274
893 | 30.3292 | 0.31957 | 0.10664 | 0.901 | 0.05687 | 0.21875 | 23.6871 | 0.87322 | 0.95246 | 0.3369 | 1.3683 | 1.4513 | 15.008 | 0.74853 | 1.1823 | 0.56909 | 0.10215 | 0.052982 | 9.5691 | 0.83368 | 0.86311 | 11.072 | 6.5907 | 10.1474
894 | 24.0063 | 0.31728 | 0.077885 | 0.84134 | 0.054921 | 0.2041 | 21.2597 | 0.88996 | 0.95929 | 0.056661 | 1.1078 | 1.2298 | 10.2017 | 3.2502 | 1.0699 | 1.6711 | 0.71994 | 0.021094 | 9.6177 | 0.79795 | 0.78622 | 9.7333 | 7.7617 | 14.8976
895 | 27.8066 | 0.30695 | 0.089063 | 0.88566 | 0.06631 | 0.19232 | 27.439 | 0.80793 | 0.95353 | 0.0011456 | 0.98884 | 1.2065 | 9.291 | 1.1058 | 3.8985 | 1.3667 | 0.81854 | 0.067178 | 9.7951 | 0.74273 | 0.85626 | 9.0354 | 8.945 | 15.8841
896 | 22.533 | 0.36234 | 0.09796 | 0.9 | 0.048225 | 0.20732 | 22.2449 | 0.93349 | 0.93512 | 0.25294 | 1.5121 | 1.1764 | 13.8342 | 2.6488 | 2.1749 | 1.837 | 0.71913 | 0.074058 | 9.965 | 0.80035 | 0.8251 | 9.7602 | 6.1048 | 8.1707
897 | 31.2928 | 0.31352 | 0.086872 | 0.88948 | 0.056349 | 0.21294 | 15.1074 | 0.81708 | 0.953 | 0.37429 | 1.261 | 1.691 | 8.9605 | 2.7287 | 0.8613 | 1.096 | 0.55239 | 0.061861 | 9.2575 | 0.80251 | 0.91701 | 12.0075 | 6.0467 | 10.468
898 | 26.6074 | 0.35282 | 0.1025 | 0.90905 | 0.060213 | 0.20962 | 19.2763 | 0.77072 | 0.93319 | 0.029244 | 0.94105 | 1.2782 | 12.2687 | 2.5663 | 2.3614 | 0.85697 | 0.39343 | 0.049752 | 6.9395 | 0.83748 | 0.87348 | 11.9829 | 8.9516 | 14.6563
899 | 24.754 | 0.31881 | 0.086988 | 0.91157 | 0.059777 | 0.2416 | 18.8098 | 0.89953 | 0.94514 | 0.22118 | 1.4372 | 1.6226 | 10.4917 | 2.5553 | 3.5755 | 1.3548 | 1.1659 | 0.022329 | 7.799 | 0.8074 | 0.80304 | 10.9167 | 8.79 | 8.6975
900 | 17.7593 | 0.35401 | 0.074742 | 0.85419 | 0.040007 | 0.22302 | 16.7184 | 0.8925 | 0.9397 | 0.72908 | 1.2784 | 1.1424 | 13.6703 | 2.2403 | 1.3876 | 0.99541 | 0.31142 | 0.055535 | 9.0367 | 0.82928 | 0.85981 | 11.3822 | 8.0038 | 12.3187
901 | 13.6379 | 0.32186 | 0.075547 | 0.89201 | 0.038448 | 0.23069 | 12.5395 | 0.84318 | 0.91748 | 0.33348 | 1.2134 | 1.8073 | 14.2778 | 2.7656 | 2.2006 | 0.86422 | 0.21337 | 0.032715 | 8.7151 | 0.86912 | 0.82578 | 13.663 | 9.5918 | 8.2659
902 | 19.0785 | 0.32867 | 0.10414 | 0.89436 | 0.055058 | 0.22357 | 13.0409 | 0.83676 | 0.95043 | 0.18158 | 1.0949 | 1.483 | 10.4406 | 4.4111 | 3.2724 | 1.4705 | 0.94377 | 0.055757 | 9.0905 | 0.8187 | 0.81891 | 10.5089 | 8.3469 | 15.1832
903 | 20.0196 | 0.30169 | 0.08415 | 0.82575 | 0.058926 | 0.18829 | 16.8535 | 0.80723 | 0.93621 | 0.076099 | 1.0037 | 1.4607 | 14.7083 | 2.3128 | 3.2471 | 1.3479 | 0.89354 | 0.070426 | 7.6769 | 0.79 | 0.85898 | 5.2415 | 8.9182 | 9.021
904 | 23.2484 | 0.3368 | 0.074929 | 0.88 | 0.049695 | 0.19761 | 13.99 | 0.81759 | 0.96012 | 0.4882 | 1.2259 | 1.395 | 12.6889 | 2.3595 | 3.9238 | 0.47513 | 0.79216 | 0.040991 | 6.5804 | 0.85493 | 0.9074 | 8.7931 | 9.0277 | 15.7962
905 | 24.6245 | 0.32726 | 0.095512 | 0.89317 | 0.074478 | 0.21068 | 19.2126 | 0.86867 | 0.92832 | 0.31838 | 1.0677 | 1.736 | 7.8164 | 3.0591 | 1.2255 | 0.78038 | 0.33673 | 0.020374 | 6.0898 | 0.75782 | 0.83976 | 7.7024 | 6.3778 | 14.7872
906 | 23.5255 | 0.26806 | 0.11041 | 0.89006 | 0.050401 | 0.22506 | 22.8576 | 0.89099 | 0.93757 | 0.59865 | 1.5369 | 1.4903 | 8.4401 | 2.3463 | 0.70316 | 1.0345 | 0.11046 | 0.072863 | 8.3038 | 0.81304 | 0.7929 | 11.8297 | 9.2447 | 10.6032
907 | 19.6276 | 0.34192 | 0.081735 | 0.85851 | 0.052698 | 0.20968 | 20.7467 | 0.90874 | 0.92288 | 0.54948 | 1.5468 | 1.8721 | 9.9093 | 1.9642 | 1.2014 | 1.7719 | 0.66288 | 0.07277 | 9.0588 | 0.77829 | 0.87822 | 12.6636 | 9.6945 | 13.3366
908 | 20.4523 | 0.26646 | 0.082483 | 0.83411 | 0.050345 | 0.23011 | 17.2153 | 0.83853 | 0.94069 | 0.22273 | 1.0939 | 1.8586 | 15.4238 | 4.064 | 2.6961 | 1.1116 | 0.23039 | 0.022205 | 6.7907 | 0.76409 | 0.84137 | 12.2331 | 6.2054 | 8.0392
909 | 24.4056 | 0.39159 | 0.095619 | 0.91061 | 0.053986 | 0.23253 | 25.9447 | 0.89151 | 0.95659 | 0.035699 | 1.2604 | 1.4859 | 14.3492 | 1.9359 | 1.9219 | 1.4832 | 0.57706 | 0.025798 | 8.3184 | 0.80748 | 0.8689 | 7.6828 | 8.2629 | 12.6803
910 | 22.1577 | 0.29442 | 0.10382 | 0.87083 | 0.044128 | 0.22981 | 23.1063 | 0.795 | 0.95269 | 0.40588 | 1.2308 | 1.7292 | 14.0297 | 1.6032 | 3.0538 | 0.83607 | 0.64992 | 0.067307 | 9.3546 | 0.75208 | 0.8499 | 10.2359 | 9.9979 | 8.2406
911 | 28.0979 | 0.28538 | 0.10314 | 0.89637 | 0.064095 | 0.21818 | 27.9763 | 0.86155 | 0.9531 | 0.42588 | 1.1193 | 1.3318 | 11.1445 | 2.8187 | 2.0662 | 1.5031 | 0.53303 | 0.067861 | 7.8595 | 0.77294 | 0.84426 | 9.3886 | 8.5508 | 8.5047
912 | 18.6293 | 0.2981 | 0.081746 | 0.82627 | 0.053113 | 0.22274 | 26.5586 | 0.92849 | 0.94754 | 0.58046 | 1.3711 | 1.6696 | 10.9921 | 2.8369 | 3.9138 | 1.4522 | 0.55132 | 0.021558 | 8.7459 | 0.77019 | 0.8527 | 7.5043 | 9.3391 | 12.2918
913 | 15.5648 | 0.28086 | 0.08954 | 0.87251 | 0.067772 | 0.21803 | 12.9126 | 0.93531 | 0.93877 | 0.47929 | 1.3043 | 1.3567 | 11.8675 | 2.6017 | 2.8082 | 1.7006 | 0.80523 | 0.022812 | 9.6204 | 0.80825 | 0.85299 | 5.1013 | 8.1131 | 10.5416
914 | 15.3912 | 0.30792 | 0.068309 | 0.86796 | 0.051384 | 0.20895 | 19.0159 | 0.89464 | 0.95743 | 0.14393 | 1.3266 | 1.4931 | 7.805 | 3.2446 | 1.7811 | 1.92 | 1.1384 | 0.033605 | 6.5576 | 0.79546 | 0.84755 | 9.5635 | 9.6527 | 10.1788
915 | 13.145 | 0.30673 | 0.071708 | 0.85677 | 0.042443 | 0.22473 | 12.8131 | 0.87553 | 0.93326 | 0.56064 | 0.99216 | 1.342 | 10.5155 | 2.873 | 3.8904 | 1.7024 | 0.68964 | 0.039436 | 9.7049 | 0.8057 | 0.8263 | 9.7708 | 6.0321 | 15.0092
916 | 21.929 | 0.29187 | 0.091053 | 0.86028 | 0.053786 | 0.19123 | 21.5562 | 0.91979 | 0.93755 | 0.0020713 | 1.3419 | 1.6511 | 13.1278 | 3.3249 | 3.5984 | 1.0942 | 0.23775 | 0.070083 | 7.755 | 0.76885 | 0.86056 | 6.9569 | 6.078 | 15.7546
917 | 20.618 | 0.29174 | 0.072369 | 0.86694 | 0.07698 | 0.19915 | 27.7719 | 0.83734 | 0.93424 | 0.26744 | 1.5047 | 1.8017 | 13.3933 | 2.8909 | 1.1509 | 1.1519 | 0.26264 | 0.033339 | 6.2511 | 0.7491 | 0.88424 | 5.4024 | 9.0609 | 10.524
918 | 18.0078 | 0.33275 | 0.10506 | 0.85153 | 0.059671 | 0.22721 | 19.2199 | 0.9006 | 0.91618 | 0.012125 | 1.5272 | 1.5404 | 11.085 | 2.2911 | 1.8913 | 1.3595 | 1.0554 | 0.063197 | 9.0014 | 0.76155 | 0.84025 | 11.8088 | 6.2279 | 10.5442
919 | 16.8845 | 0.33035 | 0.10058 | 0.85037 | 0.051354 | 0.20135 | 23.2973 | 0.80633 | 0.93984 | 0.46054 | 1.0767 | 1.4091 | 10.365 | 1.5244 | 3.984 | 0.65605 | 0.89911 | 0.027818 | 8.8721 | 0.79056 | 0.8887 | 8.3298 | 6.1876 | 12.8826
920 | 25.5309 | 0.33829 | 0.084622 | 0.87556 | 0.069138 | 0.2208 | 16.9285 | 0.90727 | 0.93917 | 0.58615 | 1.3387 | 1.2886 | 11.6319 | 2.0166 | 2.1647 | 1.2309 | 0.63944 | 0.043589 | 9.682 | 0.79086 | 0.88118 | 10.7753 | 8.5838 | 13.3296
921 | 18.8886 | 0.35727 | 0.10021 | 0.87407 | 0.040287 | 0.22309 | 18.884 | 0.91371 | 0.93585 | 0.11846 | 1.4727 | 1.5192 | 7.9433 | 2.2208 | 3.3143 | 0.84476 | 0.38289 | 0.071812 | 9.3293 | 0.8072 | 0.8381 | 8.572 | 7.894 | 8.5257
922 | 24.0332 | 0.27115 | 0.07809 | 0.81835 | 0.040605 | 0.1819 | 23.5817 | 0.88802 | 0.92861 | 0.10959 | 1.2029 | 1.3642 | 10.6214 | 1.3977 | 0.88334 | 1.5942 | 0.56647 | 0.033839 | 9.5457 | 0.7985 | 0.89083 | 11.8473 | 6.6633 | 12.3055
923 | 23.6864 | 0.36938 | 0.066602 | 0.81717 | 0.043792 | 0.20502 | 23.6099 | 0.85881 | 0.95694 | 0.20937 | 1.0568 | 1.2016 | 10.0047 | 2.4361 | 1.3762 | 1.4939 | 0.25326 | 0.021808 | 8.9728 | 0.84717 | 0.83948 | 14.166 | 6.0496 | 13.3485
924 | 18.9884 | 0.32752 | 0.088488 | 0.87477 | 0.055733 | 0.19149 | 20.3469 | 0.87824 | 0.92658 | 0.70978 | 1.5106 | 1.5695 | 14.5762 | 3.8426 | 2.39 | 1.5383 | 0.73383 | 0.041582 | 6.7764 | 0.85851 | 0.80242 | 7.1061 | 7.4017 | 15.3278
925 | 14.2768 | 0.3864 | 0.096427 | 0.90154 | 0.049918 | 0.23894 | 24.3507 | 0.88493 | 0.95837 | 0.21906 | 1.0798 | 1.2344 | 11.0254 | 4.3 | 2.2307 | 1.8356 | 0.29235 | 0.069954 | 6.1795 | 0.80779 | 0.82523 | 11.3411 | 6.6731 | 10.8884
926 | 24.8494 | 0.26974 | 0.091031 | 0.85893 | 0.06182 | 0.1936 | 20.8695 | 0.8705 | 0.94091 | 0.13128 | 1.5493 | 1.6659 | 6.9055 | 1.8505 | 1.4258 | 1.0104 | 0.78465 | 0.050905 | 7.848 | 0.80121 | 0.85536 | 9.085 | 8.5715 | 13.2412
927 | 24.566 | 0.35447 | 0.092975 | 0.84378 | 0.041951 | 0.1798 | 16.3627 | 0.91785 | 0.9445 | 0.071971 | 0.96663 | 1.4224 | 15.4332 | 2.1081 | 2.8844 | 1.9917 | 0.19451 | 0.024286 | 6.2906 | 0.76926 | 0.83375 | 10.0061 | 7.2431 | 14.6914
928 | 21.4296 | 0.29391 | 0.090813 | 0.8521 | 0.057734 | 0.24586 | 23.9625 | 0.8645 | 0.95777 | 0.24656 | 1.0205 | 1.6422 | 16.5308 | 3.2626 | 0.78065 | 1.5565 | 0.82245 | 0.023242 | 7.2463 | 0.77754 | 0.81914 | 10.097 | 6.3624 | 13.5255
929 | 20.958 | 0.30895 | 0.097501 | 0.8121 | 0.038289 | 0.21987 | 19.3808 | 0.8002 | 0.94219 | 0.2924 | 1.2515 | 1.3162 | 12.5097 | 4.5667 | 3.0256 | 1.0461 | 0.79806 | 0.075025 | 8.0984 | 0.78779 | 0.84107 | 10.3786 | 6.0521 | 11.7246
930 | 18.9357 | 0.33372 | 0.087394 | 0.87415 | 0.053525 | 0.20442 | 15.3292 | 0.83631 | 0.9588 | 0.40931 | 1.3325 | 1.8416 | 12.66 | 3.6496 | 1.1032 | 1.9698 | 0.21697 | 0.066221 | 7.3812 | 0.7496 | 0.92381 | 13.3267 | 6.359 | 11.3851
931 | 21.4335 | 0.27285 | 0.088109 | 0.82155 | 0.061456 | 0.18161 | 21.6223 | 0.84954 | 0.96444 | 0.38976 | 1.1014 | 1.2368 | 8.2739 | 1.1938 | 2.3645 | 0.4101 | 0.39533 | 0.041683 | 6.0363 | 0.82063 | 0.8643 | 9.1296 | 6.1485 | 10.1969
932 | 25.3428 | 0.28964 | 0.08571 | 0.88393 | 0.067122 | 0.23221 | 21.5939 | 0.89393 | 0.95077 | 0.022633 | 1.3607 | 1.8513 | 14.6388 | 4.0961 | 2.5312 | 0.85777 | 1.1958 | 0.035686 | 6.1866 | 0.74465 | 0.84331 | 9.2467 | 6.4078 | 15.0504
933 | 20.0728 | 0.34948 | 0.10654 | 0.8461 | 0.046402 | 0.24106 | 22.0657 | 0.85644 | 0.95855 | 0.1702 | 1.4823 | 1.6212 | 11.342 | 2.0009 | 1.5365 | 1.9504 | 0.17254 | 0.020997 | 6.7087 | 0.82704 | 0.80582 | 10.2196 | 9.8016 | 8.3076
934 | 20.1935 | 0.31852 | 0.08342 | 0.84866 | 0.048524 | 0.23601 | 14.1168 | 0.90202 | 0.95824 | 0.62974 | 1.2576 | 1.6493 | 10.5023 | 2.5618 | 1.2187 | 1.4037 | 0.3873 | 0.032967 | 8.8953 | 0.81138 | 0.83571 | 12.5802 | 6.1293 | 10.6221
935 | 22.8169 | 0.36348 | 0.075128 | 0.81469 | 0.051177 | 0.23286 | 20.5557 | 0.83872 | 0.94346 | 0.0485 | 1.1896 | 1.1435 | 8.0974 | 4.7709 | 2.2104 | 1.9625 | 1.1211 | 0.074181 | 9.7381 | 0.81861 | 0.88606 | 11.6572 | 9.0527 | 15.0246
936 | 26.5761 | 0.27157 | 0.10518 | 0.85142 | 0.053011 | 0.23278 | 21.726 | 0.86405 | 0.95111 | 0.2578 | 0.97781 | 1.4497 | 12.1334 | 3.1952 | 1.1078 | 0.53071 | 0.18978 | 0.025847 | 9.486 | 0.81112 | 0.89805 | 13.4136 | 8.5864 | 11.9062
937 | 17.5531 | 0.29911 | 0.09609 | 0.84048 | 0.063335 | 0.20728 | 25.4091 | 0.78175 | 0.92235 | 0.43359 | 1.4741 | 1.4882 | 8.7519 | 3.3291 | 2.0257 | 1.4158 | 0.32401 | 0.07386 | 7.8077 | 0.80178 | 0.86752 | 8.6878 | 8.2957 | 15.4286
938 | 27.7166 | 0.37389 | 0.091711 | 0.81556 | 0.05816 | 0.2069 | 26.3591 | 0.82471 | 0.94672 | 0.33173 | 1.1262 | 1.2096 | 12.1747 | 2.9722 | 1.1424 | 1.0766 | 0.36865 | 0.055383 | 9.7341 | 0.76867 | 0.78801 | 6.7898 | 6.1791 | 8.9919
939 | 19.5894 | 0.2905 | 0.08125 | 0.87565 | 0.066388 | 0.21719 | 15.9077 | 0.82377 | 0.95499 | 0.26205 | 0.9672 | 1.745 | 11.1878 | 3.9725 | 1.1914 | 1.9455 | 0.75737 | 0.043811 | 9.0281 | 0.7685 | 0.83797 | 12.2047 | 6.4901 | 10.4018
940 | 19.0925 | 0.33011 | 0.077433 | 0.90334 | 0.051503 | 0.22107 | 22.7594 | 0.85557 | 0.94216 | 0.052631 | 1.3148 | 1.4411 | 13.6385 | 1.8649 | 2.1853 | 0.68529 | 0.32638 | 0.04758 | 9.2282 | 0.83234 | 0.92002 | 7.1869 | 8.7255 | 12.4454
941 | 26.3571 | 0.35433 | 0.097991 | 0.87658 | 0.061098 | 0.19078 | 15.8242 | 0.88043 | 0.92132 | 0.16619 | 0.96588 | 1.6138 | 6.0355 | 2.5278 | 2.3747 | 0.75423 | 0.2069 | 0.025016 | 8.3226 | 0.81421 | 0.85483 | 10.0004 | 9.9215 | 14.5062
942 | 19.6415 | 0.30341 | 0.092816 | 0.91936 | 0.052143 | 0.21958 | 14.7721 | 0.89679 | 0.94618 | 0.28897 | 1.3484 | 1.2747 | 12.3102 | 2.5036 | 2.3487 | 0.89358 | 0.74957 | 0.023717 | 8.7711 | 0.7768 | 0.89582 | 8.4846 | 8.0271 | 8.5408
943 | 24.6741 | 0.33955 | 0.061518 | 0.83625 | 0.052597 | 0.20222 | 18.4348 | 0.92639 | 0.96003 | 0.36062 | 1.2023 | 1.6551 | 12.7982 | 2.6848 | 2.0571 | 0.88228 | 0.82346 | 0.045813 | 8.0764 | 0.8056 | 0.87881 | 7.1705 | 7.0099 | 9.7775
944 | 22.18 | 0.25252 | 0.087357 | 0.87607 | 0.052574 | 0.19498 | 24.9335 | 0.89472 | 0.94184 | 0.15538 | 1.3757 | 1.5655 | 9.1061 | 4.3524 | 1.372 | 1.2997 | 0.5151 | 0.045111 | 9.3389 | 0.75362 | 0.85591 | 12.337 | 7.3055 | 12.5794
945 | 32.6604 | 0.34785 | 0.098537 | 0.87877 | 0.067967 | 0.22033 | 15.9836 | 0.88301 | 0.96368 | 0.40267 | 1.428 | 1.6724 | 13.0549 | 3.889 | 3.8761 | 1.124 | 0.42423 | 0.031114 | 9.5036 | 0.75943 | 0.8796 | 8.3091 | 6.8448 | 9.0866
946 | 14.8852 | 0.32052 | 0.08756 | 0.87108 | 0.04221 | 0.2288 | 17.6895 | 0.83535 | 0.94615 | 0.66958 | 1.034 | 1.5984 | 16.2401 | 2.2768 | 3.336 | 1.4594 | 1.0535 | 0.06128 | 8.3652 | 0.77486 | 0.87473 | 8.3004 | 7.86 | 11.1436
947 | 18.7877 | 0.30482 | 0.11707 | 0.90549 | 0.066671 | 0.21019 | 20.2022 | 0.78903 | 0.93408 | 0.29758 | 1.4854 | 1.3076 | 9.547 | 2.9216 | 2.3837 | 1.8614 | 0.78319 | 0.023876 | 9.6487 | 0.77597 | 0.8791 | 11.5032 | 7.9169 | 9.106
948 | 15.5442 | 0.30701 | 0.10846 | 0.87961 | 0.047203 | 0.21388 | 22.4347 | 0.90309 | 0.92746 | 0.55785 | 1.1975 | 1.7524 | 10.2662 | 2.533 | 3.819 | 0.9398 | 0.85817 | 0.046734 | 7.9418 | 0.76737 | 0.84547 | 7.8784 | 7.6175 | 15.7649
949 | 18.5377 | 0.32766 | 0.11236 | 0.85381 | 0.055323 | 0.21545 | 22.9419 | 0.94175 | 0.94087 | 0.23816 | 1.2989 | 1.1459 | 13.7653 | 2.6142 | 1.2928 | 1.7324 | 0.99156 | 0.023235 | 9.8268 | 0.79238 | 0.85636 | 8.8108 | 7.4152 | 8.997
950 | 25.1412 | 0.2881 | 0.091786 | 0.84472 | 0.046376 | 0.21819 | 17.5481 | 0.8293 | 0.9343 | 0.30804 | 1.0216 | 1.7144 | 11.2938 | 2.6552 | 0.67917 | 1.554 | 0.62955 | 0.032596 | 6.0278 | 0.83195 | 0.80332 | 9.2869 | 7.0938 | 14.6348
951 | 31.6485 | 0.31416 | 0.09997 | 0.8969 | 0.047511 | 0.22149 | 20.6271 | 0.8745 | 0.93417 | 0.15603 | 1.0294 | 1.2118 | 10.2783 | 1.7664 | 1.9818 | 1.2107 | 0.91734 | 0.034599 | 8.0359 | 0.82732 | 0.88749 | 8.6444 | 7.9542 | 8.6808
952 | 30.8416 | 0.37757 | 0.1082 | 0.87836 | 0.050325 | 0.22088 | 16.6228 | 0.88332 | 0.94809 | 0.15282 | 1.0327 | 1.8729 | 12.0882 | 3.7063 | 1.2568 | 0.59653 | 0.95467 | 0.026316 | 8.9496 | 0.81786 | 0.81159 | 11.1312 | 6.2785 | 15.38
953 | 16.8611 | 0.285 | 0.1087 | 0.91098 | 0.057246 | 0.21993 | 23.3378 | 0.83561 | 0.93335 | 0.37255 | 1.5335 | 1.6803 | 13.9385 | 1.7539 | 3.8559 | 1.8937 | 0.85221 | 0.031751 | 7.2422 | 0.87299 | 0.83226 | 11.6796 | 9.9518 | 10.8237
954 | 17.6305 | 0.33142 | 0.088916 | 0.85808 | 0.045817 | 0.20798 | 15.2122 | 0.90563 | 0.94794 | 0.10376 | 1.2899 | 1.4339 | 14.6819 | 1.1488 | 1.6407 | 0.43928 | 0.25808 | 0.021707 | 6.1136 | 0.80859 | 0.86417 | 10.4761 | 8.9984 | 9.8701
955 | 30.2474 | 0.32044 | 0.074363 | 0.90729 | 0.053032 | 0.20063 | 20.3454 | 0.89524 | 0.9421 | 0.45089 | 1.1802 | 1.8239 | 12.5029 | 3.3098 | 2.332 | 0.44942 | 0.14536 | 0.061698 | 8.0619 | 0.76785 | 0.87101 | 6.942 | 8.9216 | 9.7397
956 | 23.9482 | 0.38446 | 0.11269 | 0.83344 | 0.05292 | 0.21589 | 18.2364 | 0.91132 | 0.92439 | 0.1797 | 1.0595 | 1.173 | 6.8281 | 2.7609 | 3.375 | 1.574 | 0.51264 | 0.061343 | 9.3801 | 0.75892 | 0.83892 | 9.2277 | 7.0971 | 9.8102
957 | 20.7722 | 0.30008 | 0.082295 | 0.85104 | 0.041175 | 0.2172 | 21.4919 | 0.85429 | 0.94234 | 0.18454 | 1.3847 | 1.4487 | 11.4856 | 3.272 | 0.56942 | 0.61627 | 0.44515 | 0.051734 | 8.9008 | 0.83988 | 0.83434 | 10.7475 | 7.3598 | 12.3266
958 | 32.0631 | 0.27265 | 0.11351 | 0.87041 | 0.059047 | 0.19148 | 16.125 | 0.90086 | 0.90586 | 0.18683 | 1.4338 | 1.8397 | 15.5308 | 3.0899 | 2.9791 | 1.436 | 0.81788 | 0.059903 | 7.9742 | 0.80467 | 0.86707 | 11.09 | 6.308 | 11.9967
959 | 19.2422 | 0.36186 | 0.10189 | 0.87004 | 0.049174 | 0.18489 | 18.1872 | 0.86052 | 0.96278 | 0.13035 | 1.533 | 1.4977 | 11.3001 | 1.3395 | 2.6615 | 1.0828 | 0.20879 | 0.034109 | 9.6476 | 0.81914 | 0.84075 | 10.1063 | 6.2313 | 15.5399
960 | 21.9708 | 0.30411 | 0.10418 | 0.85137 | 0.048663 | 0.19989 | 20.3918 | 0.8542 | 0.91377 | 0.28282 | 0.9614 | 1.2075 | 12.8716 | 1.7499 | 2.5896 | 0.91769 | 0.95855 | 0.052431 | 7.3684 | 0.8525 | 0.88455 | 7.4354 | 8.5404 | 8.2007
961 | 27.3783 | 0.32921 | 0.095575 | 0.88914 | 0.043591 | 0.21622 | 24.3204 | 0.83909 | 0.91507 | 0.49326 | 1.2111 | 1.4142 | 14.8294 | 3.0252 | 1.6967 | 0.71627 | 0.84539 | 0.060281 | 8.172 | 0.843 | 0.84727 | 7.277 | 6.8777 | 15.4476
962 | 19.1252 | 0.28976 | 0.11789 | 0.90443 | 0.054295 | 0.20936 | 20.3064 | 0.84772 | 0.96348 | 0.26558 | 0.9717 | 1.8184 | 7.5732 | 3.7994 | 2.0851 | 1.1192 | 0.46004 | 0.051533 | 7.4474 | 0.81223 | 0.7958 | 8.1066 | 7.7641 | 12.356
963 | 27.5505 | 0.28427 | 0.11185 | 0.86494 | 0.053091 | 0.20675 | 26.3731 | 0.85978 | 0.94157 | 0.49047 | 1.1873 | 1.4623 | 14.5958 | 4.2468 | 2.5292 | 1.6956 | 1.1766 | 0.043098 | 7.5774 | 0.75709 | 0.79881 | 10.2638 | 7.6809 | 15.4195
964 | 24.719 | 0.28862 | 0.11172 | 0.89325 | 0.058883 | 0.21609 | 20.9517 | 0.93089 | 0.90315 | 0.63036 | 1.3975 | 1.2383 | 11.5074 | 3.8371 | 2.1255 | 1.2441 | 0.19274 | 0.029201 | 7.4087 | 0.78074 | 0.89626 | 7.6712 | 6.4234 | 11.5798
965 | 16.5422 | 0.28934 | 0.063776 | 0.90992 | 0.063053 | 0.21557 | 20.9828 | 0.9058 | 0.9359 | 0.4798 | 1.4538 | 1.603 | 13.0687 | 1.6894 | 0.6294 | 0.92045 | 0.4004 | 0.075875 | 8.3064 | 0.79723 | 0.87493 | 9.4261 | 9.2221 | 12.2764
966 | 18.0264 | 0.31801 | 0.087237 | 0.82429 | 0.051443 | 0.23 | 18.2086 | 0.86631 | 0.96616 | 0.31157 | 1.1247 | 1.3884 | 13.2478 | 2.979 | 3.1756 | 1.2895 | 0.4156 | 0.07826 | 9.8869 | 0.78056 | 0.88326 | 9.952 | 8.5358 | 8.7966
967 | 27.5022 | 0.32237 | 0.10793 | 0.90968 | 0.065186 | 0.18884 | 13.8539 | 0.87936 | 0.92217 | 0.23395 | 1.3205 | 1.7213 | 10.2277 | 3.082 | 3.2872 | 1.6545 | 0.79053 | 0.052695 | 8.3998 | 0.76825 | 0.87539 | 6.7102 | 8.803 | 8.7626
968 | 14.6796 | 0.29019 | 0.095187 | 0.87764 | 0.068064 | 0.20992 | 19.3623 | 0.79203 | 0.934 | 0.4045 | 1.2707 | 1.5856 | 11.2388 | 2.7722 | 1.4891 | 1.7624 | 0.27909 | 0.056578 | 9.7615 | 0.85768 | 0.88792 | 8.4367 | 7.0739 | 10.1602
969 | 25.8622 | 0.28288 | 0.10638 | 0.85724 | 0.048081 | 0.23741 | 20.9776 | 0.89876 | 0.94658 | 0.033794 | 1.449 | 1.4527 | 15.4781 | 2.2815 | 3.6691 | 1.5979 | 0.60362 | 0.055237 | 6.8012 | 0.77838 | 0.77803 | 12.9286 | 9.1376 | 12.7076
970 | 15.2357 | 0.30056 | 0.10379 | 0.89854 | 0.04463 | 0.20807 | 20.0481 | 0.78125 | 0.9426 | 0.32428 | 1.35 | 1.8406 | 9.1364 | 4.3891 | 3.0811 | 0.56658 | 0.97794 | 0.038711 | 9.3613 | 0.82834 | 0.79559 | 12.4844 | 9.526 | 11.1083
971 | 11.5544 | 0.28852 | 0.089233 | 0.88152 | 0.048101 | 0.19786 | 17.2374 | 0.8087 | 0.90799 | 0.21668 | 1.2284 | 1.5168 | 12.5569 | 2.8027 | 3.8727 | 0.46991 | 1.1073 | 0.030728 | 6.2361 | 0.82188 | 0.88347 | 12.8973 | 9.651 | 13.4109
972 | 19.4265 | 0.34982 | 0.087308 | 0.90591 | 0.040074 | 0.18367 | 21.1397 | 0.81916 | 0.9483 | 0.17517 | 1.1714 | 1.753 | 12.8281 | 2.3805 | 0.82874 | 0.67074 | 1.0871 | 0.02977 | 6.6445 | 0.83815 | 0.84016 | 13.3166 | 6.6265 | 15.5788
973 | 27.1002 | 0.30103 | 0.07864 | 0.9101 | 0.053158 | 0.21975 | 14.2206 | 0.90131 | 0.92309 | 0.11604 | 1.3853 | 1.1721 | 12.2068 | 3.0111 | 3.7278 | 0.61057 | 0.59389 | 0.076696 | 8.1397 | 0.78987 | 0.81376 | 13.269 | 6.5132 | 9.4789
974 | 18.098 | 0.34822 | 0.11256 | 0.85667 | 0.06173 | 0.19778 | 24.5951 | 0.88692 | 0.94383 | 0.083506 | 1.2272 | 1.466 | 10.859 | 3.7788 | 3.7427 | 1.7088 | 0.91135 | 0.026211 | 6.2423 | 0.75292 | 0.84816 | 14.0099 | 9.8495 | 8.8528
975 | 19.5577 | 0.28889 | 0.10484 | 0.91401 | 0.045443 | 0.18939 | 22.1475 | 0.91995 | 0.93175 | 0.048947 | 1.3339 | 1.6018 | 7.5592 | 4.9947 | 1.4342 | 0.60216 | 0.54759 | 0.071881 | 8.4487 | 0.7718 | 0.80949 | 11.0783 | 9.0327 | 14.9484
976 | 14.6348 | 0.36045 | 0.064468 | 0.85563 | 0.050652 | 0.19014 | 23.1674 | 0.90552 | 0.94983 | 0.27874 | 1.1509 | 1.1449 | 9.608 | 3.5521 | 1.6166 | 1.5301 | 1.0192 | 0.0561 | 9.5559 | 0.84767 | 0.84242 | 7.2017 | 6.9985 | 11.3221
977 | 11.993 | 0.37405 | 0.11023 | 0.89391 | 0.049699 | 0.20468 | 19.7336 | 0.88268 | 0.91722 | 0.41289 | 0.98752 | 1.6976 | 6.7707 | 3.6942 | 3.7599 | 1.8431 | 1.1637 | 0.065914 | 6.4953 | 0.74138 | 0.88249 | 7.6334 | 6.95 | 13.132
978 | 17.4314 | 0.32369 | 0.11101 | 0.86369 | 0.047429 | 0.23979 | 26.1654 | 0.92662 | 0.95064 | 0.3765 | 1.1498 | 1.4625 | 13.7302 | 2.8589 | 3.4758 | 0.76071 | 0.88609 | 0.02001 | 8.8616 | 0.76179 | 0.82654 | 8.4984 | 8.3818 | 11.2816
979 | 26.2476 | 0.3033 | 0.086444 | 0.89906 | 0.064826 | 0.22538 | 27.1337 | 0.90461 | 0.9427 | 0.16021 | 1.253 | 1.3599 | 7.4734 | 3.8153 | 1.8563 | 0.99427 | 0.45782 | 0.043915 | 9.8324 | 0.85764 | 0.81658 | 9.0532 | 6.2185 | 9.3638
980 | 21.0417 | 0.32904 | 0.094394 | 0.83996 | 0.060148 | 0.20876 | 22.5284 | 0.85141 | 0.94492 | 0.2915 | 1.1824 | 1.3014 | 12.0615 | 2.0362 | 0.80321 | 0.40606 | 0.6432 | 0.076997 | 6.3369 | 0.76138 | 0.85476 | 11.2749 | 8.2167 | 8.2385
981 | 28.6069 | 0.3492 | 0.096201 | 0.83754 | 0.050744 | 0.21807 | 15.268 | 0.88561 | 0.96009 | 0.11515 | 1.4968 | 1.1612 | 10.6044 | 3.9351 | 3.2647 | 0.82721 | 0.60754 | 0.021233 | 8.4334 | 0.84087 | 0.83145 | 7.022 | 7.4182 | 10.6909
982 | 16.2508 | 0.30351 | 0.093547 | 0.89161 | 0.050104 | 0.19828 | 15.2733 | 0.90593 | 0.94716 | 0.22054 | 1.0187 | 1.4868 | 9.9349 | 1.5985 | 2.8122 | 1.3167 | 0.2471 | 0.0291 | 9.8716 | 0.80083 | 0.84309 | 12.1604 | 7.8059 | 13.4838
983 | 26.9165 | 0.31392 | 0.070438 | 0.88611 | 0.04856 | 0.20074 | 19.4622 | 0.89633 | 0.94806 | 0.0426 | 1.4208 | 1.6091 | 9.03 | 1.0056 | 3.7486 | 0.91379 | 0.31866 | 0.068733 | 8.3261 | 0.81542 | 0.81187 | 12.2758 | 6.5779 | 12.6329
984 | 24.2027 | 0.31453 | 0.074666 | 0.88443 | 0.042779 | 0.19104 | 15.9223 | 0.77912 | 0.91237 | 0.51962 | 1.3305 | 1.3504 | 12.6222 | 2.9245 | 2.0125 | 0.73596 | 0.78924 | 0.063083 | 6.4846 | 0.81753 | 0.82457 | 10.1234 | 7.7289 | 15.5701
985 | 18.1451 | 0.31737 | 0.078698 | 0.88362 | 0.073065 | 0.21052 | 18.3496 | 0.82341 | 0.92415 | 0.38865 | 1.081 | 1.8092 | 8.5605 | 4.0541 | 2.5451 | 1.6224 | 1.1146 | 0.02421 | 6.4209 | 0.76019 | 0.78308 | 11.7686 | 8.0938 | 11.1636
986 | 27.9612 | 0.31217 | 0.069501 | 0.85698 | 0.032168 | 0.2274 | 17.607 | 0.90049 | 0.96162 | 0.10047 | 1.2292 | 1.4331 | 11.7264 | 3.606 | 3.1115 | 1.8018 | 1.0398 | 0.030579 | 6.343 | 0.79591 | 0.88332 | 13.4536 | 6.3242 | 9.1216
987 | 16.5825 | 0.26445 | 0.086194 | 0.83058 | 0.073103 | 0.21664 | 21.6833 | 0.91192 | 0.93726 | 0.0024879 | 1.4925 | 1.8502 | 9.5603 | 2.9482 | 0.98591 | 1.1742 | 0.9691 | 0.077372 | 7.9004 | 0.8204 | 0.8153 | 9.8309 | 9.978 | 8.5127
988 | 32.8134 | 0.38814 | 0.098936 | 0.88843 | 0.055851 | 0.21591 | 20.9325 | 0.87578 | 0.95536 | 0.20876 | 1.2759 | 1.6239 | 14.6644 | 4.5486 | 2.9229 | 1.3835 | 0.42231 | 0.03764 | 7.6665 | 0.853 | 0.87244 | 9.8339 | 8.0228 | 8.4544
989 | 19.3393 | 0.36836 | 0.09769 | 0.81951 | 0.057071 | 0.19024 | 25.0979 | 0.88309 | 0.9097 | 0.38716 | 1.5146 | 1.7693 | 5.9424 | 3.249 | 1.2998 | 1.8101 | 0.12353 | 0.045539 | 7.6574 | 0.8173 | 0.80514 | 11.6755 | 8.36 | 15.2099
990 | 19.7056 | 0.26707 | 0.087413 | 0.88595 | 0.045866 | 0.21035 | 13.8059 | 0.80644 | 0.94206 | 0.17631 | 1.1575 | 1.5476 | 11.2899 | 1.0473 | 2.2134 | 1.8278 | 0.06201 | 0.075849 | 7.3206 | 0.80317 | 0.86128 | 9.5939 | 6.1972 | 12.4499
991 | 28.9661 | 0.29829 | 0.096345 | 0.86505 | 0.053754 | 0.20489 | 12.406 | 0.89589 | 0.95613 | 0.30532 | 1.0127 | 1.7829 | 12.6064 | 2.9413 | 2.118 | 0.55315 | 1.162 | 0.077537 | 7.5509 | 0.80451 | 0.84952 | 8.9561 | 6.9816 | 8.3206
992 | 26.2388 | 0.30915 | 0.094518 | 0.89258 | 0.037256 | 0.18138 | 17.8257 | 0.90209 | 0.95601 | 0.064242 | 1.1434 | 1.4805 | 13.6146 | 3.6468 | 0.68725 | 0.69345 | 0.16177 | 0.04735 | 9.8998 | 0.82218 | 0.88144 | 8.9373 | 9.4538 | 13.584
993 | 28.4958 | 0.32056 | 0.10133 | 0.89182 | 0.048897 | 0.23911 | 20.43 | 0.86583 | 0.92914 | 0.1687 | 1.2064 | 1.2 | 12.438 | 3.7401 | 1.7794 | 0.61571 | 0.88876 | 0.045377 | 6.2955 | 0.7369 | 0.80843 | 9.7086 | 8.9946 | 15.4033
994 | 26.7267 | 0.32683 | 0.097443 | 0.85449 | 0.054532 | 0.23514 | 16.5345 | 0.85657 | 0.92935 | 0.16212 | 1.1027 | 1.8188 | 10.8328 | 4.3539 | 2.0742 | 1.7827 | 0.23975 | 0.02141 | 7.1207 | 0.79553 | 0.83414 | 7.4663 | 9.9944 | 11.3967
995 | 23.2114 | 0.30962 | 0.099561 | 0.85946 | 0.046618 | 0.19943 | 17.7721 | 0.79375 | 0.95762 | 0.56635 | 1.3222 | 1.7719 | 11.9557 | 3.4074 | 2.5952 | 0.934 | 0.90184 | 0.062395 | 8.5954 | 0.7887 | 0.92245 | 11.0571 | 6.2921 | 15.6646
996 | 25.0492 | 0.27714 | 0.10392 | 0.88974 | 0.049856 | 0.18973 | 17.8542 | 0.92815 | 0.94851 | 0.10586 | 1.0861 | 1.7304 | 10.9685 | 1.9735 | 3.0063 | 0.71334 | 0.30025 | 0.072304 | 8.7239 | 0.79943 | 0.84102 | 13.886 | 6.2351 | 15.2992
997 | 23.5726 | 0.30597 | 0.093278 | 0.86219 | 0.033412 | 0.19613 | 28.327 | 0.87228 | 0.95332 | 0.80213 | 1.4715 | 1.7768 | 10.0657 | 3.101 | 2.8615 | 0.97229 | 0.16866 | 0.035049 | 9.1744 | 0.76494 | 0.85503 | 13.5208 | 6.4781 | 9.9011
998 | 19.9881 | 0.3015 | 0.099411 | 0.86358 | 0.039615 | 0.19117 | 15.8487 | 0.82786 | 0.9425 | 0.22464 | 1.291 | 1.7237 | 11.0352 | 4.3278 | 3.4822 | 1.8505 | 1.165 | 0.020952 | 8.6853 | 0.81442 | 0.87454 | 8.664 | 8.6268 | 14.4249
999 | 21.3595 | 0.30626 | 0.10965 | 0.82715 | 0.050051 | 0.22397 | 16.3322 | 0.86013 | 0.9514 | 0.077465 | 0.94703 | 1.1738 | 14.4932 | 2.0714 | 3.2153 | 1.1061 | 1.0916 | 0.045298 | 7.0035 | 0.79116 | 0.89259 | 11.6475 | 7.6369 | 9.429

## Uncertainty results
Element | Biorefinery
Variable | MESP [USD/gal] | GWP [kg-CO2eq/gal] | WWT CAPEX [MM$] | WWT power [kWh] | InternalCirculationRx installed cost [MM$] | InternalCirculationRx power [kWh] | AnMBR installed cost [MM$] | AnMBR power [kWh] | Skipped installed cost [MM$] | Skipped power [kWh]
0 | 2.0988 | -0.19449 | 23.0346 | 1252.4853 | 11.8932 | 73.7754 | 1.8445 | 60.0915 | 0 | 0
1 | 2.0569 | -0.044631 | 27.6308 | 1207.6834 | 16.6777 | 72.2966 | 1.7543 | 60.0915 | 0 | 0
2 | 2.2384 | -0.57885 | 27.8732 | 1196.4007 | 16.8909 | 71.7812 | 1.9213 | 60.0915 | 0 | 0
3 | 1.9559 | -0.29764 | 24.8881 | 1210.3098 | 13.8775 | 71.5944 | 1.9301 | 60.0915 | 0 | 0
4 | 2.204 | 0.11494 | 25.3533 | 1250.2902 | 14.1008 | 73.2694 | 1.8133 | 60.0915 | 0 | 0
5 | 2.2015 | 0.13804 | 22.3927 | 1243.5796 | 11.5243 | 72.8794 | 1.5042 | 60.0915 | 0 | 0
6 | 2.2715 | -0.30042 | 25.1197 | 1245.6118 | 13.9537 | 73.6451 | 1.7433 | 60.0915 | 0 | 0
7 | 1.9813 | -0.52159 | 26.5176 | 1203.8516 | 15.3788 | 71.555 | 2.0371 | 60.0915 | 0 | 0
8 | 2.0514 | -0.21493 | 24.3018 | 1239.3297 | 12.9702 | 73.5226 | 2.0351 | 60.0915 | 0 | 0
9 | 1.8806 | -0.088206 | 21.262 | 1184.0339 | 10.2848 | 71.4191 | 1.8656 | 60.0915 | 0 | 0
10 | 1.9547 | -0.074871 | 23.73 | 1188.6099 | 12.9685 | 71.3542 | 1.5823 | 60.0915 | 0 | 0
11 | 2.1224 | 0.17967 | 21.8591 | 1264.9229 | 10.3736 | 74.3789 | 1.9581 | 63.0915 | 0 | 0
12 | 2.0543 | 0.087525 | 25.1988 | 1240.3923 | 14.0779 | 73.5888 | 1.6417 | 60.0915 | 0 | 0
13 | 2.0731 | 0.18431 | 22.5495 | 1234.4398 | 11.546 | 73.5216 | 1.573 | 60.0915 | 0 | 0
14 | 2.155 | -0.15532 | 23.6018 | 1244.9508 | 12.6176 | 72.5254 | 1.7864 | 60.0915 | 0 | 0
15 | 1.9568 | -0.080244 | 22.6623 | 1207.2938 | 11.6385 | 71.8792 | 1.7124 | 60.0915 | 0 | 0
16 | 2.12 | 0.075287 | 24.1912 | 1237.8448 | 12.9212 | 74.461 | 1.7654 | 63.0915 | 0 | 0
17 | 2.1627 | -0.1742 | 24.826 | 1200.1041 | 14.0435 | 70.9682 | 1.7217 | 60.0915 | 0 | 0
18 | 2.0681 | 0.13366 | 23.8569 | 1236.8544 | 13.0105 | 72.7324 | 1.5044 | 60.0915 | 0 | 0
19 | 1.9693 | 0.1299 | 24.8881 | 1221.2783 | 14.2057 | 72.1002 | 1.527 | 60.0915 | 0 | 0
20 | 2.2074 | -0.070754 | 25.2037 | 1208.6251 | 14.1907 | 72.0552 | 1.8049 | 60.0915 | 0 | 0
21 | 2.1003 | 0.23621 | 27.072 | 1283.4958 | 15.5769 | 74.3671 | 1.866 | 63.0915 | 0 | 0
22 | 2.0605 | -0.014495 | 21.9997 | 1175.4612 | 11.3015 | 71.2985 | 1.6547 | 60.0915 | 0 | 0
23 | 2.0393 | -0.28959 | 23.3673 | 1184.4417 | 12.7999 | 70.6254 | 1.673 | 60.0915 | 0 | 0
24 | 2.1246 | 0.0067599 | 23.7913 | 1202.6713 | 12.9409 | 72.1978 | 1.5228 | 60.0915 | 0 | 0
25 | 2.1181 | 0.22655 | 25.2832 | 1213.0639 | 14.4233 | 72.2242 | 1.5783 | 60.0915 | 0 | 0
26 | 1.9768 | 0.24214 | 26.4564 | 1244.8947 | 15.2698 | 73.8097 | 1.7159 | 60.0915 | 0 | 0
27 | 2.4064 | 0.054854 | 22.7451 | 1273.0897 | 11.8888 | 73.2057 | 1.6066 | 60.0915 | 0 | 0
28 | 2.208 | -0.028646 | 21.1652 | 1287.3359 | 10.1516 | 73.5299 | 1.5343 | 60.0915 | 0 | 0
29 | 1.8859 | -0.30012 | 24.6623 | 1183.3925 | 13.8751 | 70.5685 | 1.8488 | 60.0915 | 0 | 0
30 | 2.0454 | 0.001935 | 24.167 | 1249.6934 | 12.7567 | 73.8529 | 1.9189 | 60.0915 | 0 | 0
31 | 2.1528 | -0.249 | 21.4254 | 1240.5358 | 10.4426 | 73.6518 | 1.5937 | 60.0915 | 0 | 0
32 | 2.1575 | 0.13489 | 21.9267 | 1259.856 | 10.5062 | 74.0717 | 1.8043 | 60.0915 | 0 | 0
33 | 1.9834 | -0.1595 | 24.2108 | 1243.75 | 12.9278 | 72.6181 | 1.9967 | 60.0915 | 0 | 0
34 | 2.0708 | -0.16081 | 23.5539 | 1217.5221 | 12.601 | 71.9985 | 1.7404 | 60.0915 | 0 | 0
35 | 2.2522 | 0.10197 | 23.2069 | 1244.6196 | 11.8615 | 73.7485 | 1.8705 | 60.0915 | 0 | 0
36 | 2.0422 | 0.043589 | 24.0787 | 1239.9001 | 12.7099 | 73.4762 | 2.0439 | 60.0915 | 0 | 0
37 | 2.0342 | 0.0048655 | 23.5453 | 1263.2811 | 11.9642 | 74.2156 | 2.0225 | 60.0915 | 0 | 0
38 | 2.1821 | -0.21084 | 22.8371 | 1309.8224 | 11.6305 | 75.2888 | 1.5787 | 63.0915 | 0 | 0
39 | 2.0622 | -0.070073 | 22.9535 | 1212.106 | 11.7922 | 71.9259 | 1.9725 | 60.0915 | 0 | 0
40 | 2.2067 | 0.024983 | 22.6802 | 1245.4187 | 11.4381 | 73.9814 | 1.7228 | 60.0915 | 0 | 0
41 | 2.1365 | 0.11233 | 22.8139 | 1225.4625 | 11.7293 | 72.4277 | 1.9323 | 60.0915 | 0 | 0
42 | 2.0356 | -0.34849 | 25.5231 | 1213.4141 | 14.3817 | 72.3135 | 1.8975 | 60.0915 | 0 | 0
43 | 2.2076 | -0.045575 | 26.597 | 1245.5514 | 15.4199 | 73.2177 | 1.7425 | 60.0915 | 0 | 0
44 | 1.971 | -0.048946 | 22.7047 | 1234.0379 | 11.7596 | 72.0682 | 1.6559 | 60.0915 | 0 | 0
45 | 2.1048 | 0.14257 | 21.9195 | 1330.0486 | 10.5022 | 76.2704 | 1.5753 | 63.0915 | 0 | 0
46 | 1.9742 | -0.085862 | 22.0277 | 1155.3602 | 11.4278 | 70.5548 | 1.7 | 60.0915 | 0 | 0
47 | 2.1812 | -0.24006 | 26.0645 | 1201.1491 | 15.2142 | 71.5485 | 1.7384 | 60.0915 | 0 | 0
48 | 2.2232 | 0.10025 | 26.8653 | 1235.9905 | 15.8474 | 72.7037 | 1.8207 | 60.0915 | 0 | 0
49 | 1.999 | -0.090258 | 25.0504 | 1235.6127 | 14.0029 | 73.2199 | 1.5722 | 60.0915 | 0 | 0
50 | 2.0243 | 0.22686 | 22.9201 | 1210.5024 | 11.917 | 72.5148 | 1.7292 | 60.0915 | 0 | 0
51 | 2.1069 | -0.092793 | 21.5112 | 1210.0517 | 10.3263 | 72.9476 | 1.8486 | 60.0915 | 0 | 0
52 | 1.9457 | 0.040827 | 27.1796 | 1266.4436 | 15.6342 | 73.8036 | 2.0184 | 60.0915 | 0 | 0
53 | 1.9068 | -0.41388 | 26.6607 | 1171.4165 | 15.6754 | 70.6861 | 1.9301 | 60.0915 | 0 | 0
54 | 2.2302 | 0.12881 | 23.6524 | 1346.3643 | 11.8535 | 77.2323 | 1.8393 | 63.0915 | 0 | 0
55 | 2.0257 | -0.37448 | 22.1781 | 1164.3424 | 11.643 | 70.2627 | 1.5787 | 60.0915 | 0 | 0
56 | 2.2451 | 0.19782 | 23.9616 | 1267.7296 | 12.9153 | 74.2228 | 1.6319 | 60.0915 | 0 | 0
57 | 2.0759 | -0.22636 | 26.6378 | 1246.723 | 15.5675 | 73.3088 | 1.6651 | 60.0915 | 0 | 0
58 | 1.9985 | -0.049892 | 22.5265 | 1174.9988 | 11.9633 | 71.1796 | 1.5044 | 60.0915 | 0 | 0
59 | 2.1676 | 0.17435 | 23.367 | 1263.3859 | 11.7934 | 74.368 | 2.0925 | 63.0915 | 0 | 0
60 | 2.0967 | 0.41347 | 23.2405 | 1274.8585 | 11.7406 | 74.8164 | 1.867 | 63.0915 | 0 | 0
61 | 2.0289 | -0.10038 | 27.9262 | 1220.5307 | 16.9229 | 72.884 | 1.7142 | 60.0915 | 0 | 0
62 | 1.9766 | -0.0754 | 23.1859 | 1251.9275 | 11.8217 | 73.5568 | 1.8944 | 60.0915 | 0 | 0
63 | 2.0775 | -0.13502 | 24.0968 | 1248.0951 | 12.937 | 73.7168 | 1.7032 | 60.0915 | 0 | 0
64 | 2.2411 | -0.23592 | 27.8967 | 1287.4343 | 16.4694 | 73.7932 | 1.9498 | 60.0915 | 0 | 0
65 | 2.0631 | -0.05541 | 27.0833 | 1213.1803 | 15.7635 | 73.1664 | 1.9547 | 60.0915 | 0 | 0
66 | 2.0776 | 0.10087 | 25.6902 | 1295.3635 | 14.2156 | 74.7488 | 1.7934 | 63.0915 | 0 | 0
67 | 1.9859 | 0.0856 | 27.859 | 1243.3141 | 16.553 | 74.1048 | 1.8572 | 60.0915 | 0 | 0
68 | 1.9287 | 0.072758 | 22.4017 | 1204.5367 | 11.547 | 72.0717 | 1.683 | 60.0915 | 0 | 0
69 | 2.1706 | 0.086844 | 24.8441 | 1341.6827 | 13.0191 | 76.6722 | 1.9711 | 63.0915 | 0 | 0
70 | 1.9826 | 0.031343 | 23.0767 | 1232.0966 | 11.5537 | 73.4282 | 2.0651 | 60.0915 | 0 | 0
71 | 2.1068 | -0.25925 | 22.7019 | 1229.3174 | 11.5454 | 73.5398 | 1.7559 | 60.0915 | 0 | 0
72 | 2.1148 | -0.21992 | 26.7644 | 1232.2154 | 15.8045 | 71.941 | 1.8556 | 60.0915 | 0 | 0
73 | 2.0169 | 0.061846 | 25.6146 | 1246.427 | 14.55 | 73.6364 | 1.7555 | 60.0915 | 0 | 0
74 | 2.1846 | -0.064261 | 23.1314 | 1268.0141 | 11.7942 | 73.5279 | 1.9481 | 60.0915 | 0 | 0
75 | 1.9261 | 0.034013 | 23.246 | 1260.6229 | 11.7027 | 74.4584 | 1.9722 | 63.0915 | 0 | 0
76 | 2.2498 | 0.055213 | 22.5736 | 1255.0576 | 11.3932 | 74.4539 | 1.7309 | 63.0915 | 0 | 0
77 | 2.2201 | -0.050124 | 23.9478 | 1216.468 | 13.05 | 72.4612 | 1.7495 | 60.0915 | 0 | 0
78 | 2.1195 | -0.26084 | 22.7071 | 1239.7589 | 11.6821 | 72.9334 | 1.664 | 60.0915 | 0 | 0
79 | 2.1904 | 0.019031 | 27.5553 | 1249.391 | 16.4845 | 73.6132 | 1.7384 | 60.0915 | 0 | 0
80 | 2.1454 | -0.039902 | 27.0764 | 1258.1342 | 15.6548 | 74.4654 | 1.9187 | 63.0915 | 0 | 0
81 | 2.0495 | 0.05097 | 25.4471 | 1265.3686 | 13.9139 | 73.8887 | 1.9772 | 60.0915 | 0 | 0
82 | 2.1323 | 0.068856 | 25.1714 | 1255.186 | 13.9319 | 73.613 | 1.8151 | 60.0915 | 0 | 0
83 | 1.9446 | 0.011872 | 24.1918 | 1204.1149 | 13.17 | 72.3339 | 1.8157 | 60.0915 | 0 | 0
84 | 2.2069 | 0.03241 | 21.6261 | 1254.7567 | 10.3438 | 72.9705 | 1.9453 | 60.0915 | 0 | 0
85 | 2.1698 | 0.098708 | 22.5139 | 1234.3457 | 11.3175 | 73.1511 | 1.9057 | 60.0915 | 0 | 0
86 | 1.9046 | -0.16885 | 26.5839 | 1244.5829 | 15.5418 | 73.3847 | 1.5358 | 60.0915 | 0 | 0
87 | 1.9401 | -0.071285 | 25.3397 | 1152.8761 | 14.4399 | 70.4868 | 1.9671 | 60.0915 | 0 | 0
88 | 1.9764 | 0.20681 | 24.1941 | 1221.6466 | 12.9711 | 72.1289 | 2.0044 | 60.0915 | 0 | 0
89 | 2.1822 | -0.10699 | 21.458 | 1264.0586 | 10.5547 | 73.2853 | 1.5183 | 60.0915 | 0 | 0
90 | 2.0656 | -0.093834 | 22.6703 | 1225.8092 | 11.7442 | 72.0594 | 1.7495 | 60.0915 | 0 | 0
91 | 1.9219 | 0.006778 | 23.8437 | 1250.2726 | 12.6818 | 73.7471 | 1.6511 | 60.0915 | 0 | 0
92 | 2.1847 | 0.35222 | 22.1552 | 1296.9544 | 10.4195 | 75.8272 | 2.0478 | 63.0915 | 0 | 0
93 | 2.2473 | -0.11698 | 28.7964 | 1418.4959 | 16.471 | 79.4242 | 2.1063 | 66.0915 | 0 | 0
94 | 2.1462 | -0.095767 | 21.5371 | 1239.3872 | 10.3403 | 72.6337 | 1.942 | 60.0915 | 0 | 0
95 | 1.9708 | -0.19409 | 22.2004 | 1204.1912 | 11.3027 | 71.9302 | 1.7642 | 60.0915 | 0 | 0
96 | 2.1503 | 0.24736 | 26.2058 | 1214.5969 | 15.3437 | 71.7108 | 1.6507 | 60.0915 | 0 | 0
97 | 2.1029 | -0.25164 | 24.0664 | 1195.4146 | 12.9585 | 72.3063 | 1.8909 | 60.0915 | 0 | 0
98 | 2.1901 | 0.18647 | 24.3459 | 1284.3518 | 13.0216 | 73.9285 | 1.8043 | 60.0915 | 0 | 0
99 | 2.0857 | 0.053845 | 22.7961 | 1277.5993 | 11.413 | 74.2418 | 1.7068 | 60.0915 | 0 | 0
100 | 2.3015 | 0.057002 | 22.7884 | 1223.2441 | 11.7292 | 72.5885 | 1.8838 | 60.0915 | 0 | 0
101 | 2.1073 | 0.010196 | 26.3404 | 1208.9453 | 15.378 | 72.5907 | 1.7822 | 60.0915 | 0 | 0
102 | 2.047 | 0.14844 | 26.7646 | 1261.5507 | 15.5681 | 74.796 | 1.6672 | 63.0915 | 0 | 0
103 | 1.967 | -0.22904 | 25.7064 | 1218.379 | 14.5055 | 73.1097 | 1.84 | 60.0915 | 0 | 0
104 | 2.1859 | 0.29137 | 24.0463 | 1221.9172 | 13.2572 | 72.948 | 1.5253 | 60.0915 | 0 | 0
105 | 2.1047 | -0.19274 | 23.3996 | 1164.3499 | 12.862 | 70.4282 | 1.6132 | 60.0915 | 0 | 0
106 | 2.2046 | 0.13083 | 21.66 | 1334.9371 | 10.1671 | 75.4295 | 1.7447 | 63.0915 | 0 | 0
107 | 2.0168 | 0.35144 | 22.6529 | 1214.6454 | 11.5594 | 72.6775 | 1.7937 | 60.0915 | 0 | 0
108 | 2.1359 | -0.096595 | 26.8254 | 1285.5912 | 15.511 | 73.7458 | 1.8831 | 60.0915 | 0 | 0
109 | 2.0236 | 0.081905 | 23.2726 | 1244.7607 | 11.898 | 73.501 | 1.9843 | 60.0915 | 0 | 0
110 | 2.0625 | 0.091308 | 21.6348 | 1272.2277 | 10.6114 | 72.8768 | 1.6796 | 60.0915 | 0 | 0
111 | 1.9501 | -0.15313 | 21.7363 | 1282.003 | 10.3244 | 73.5372 | 1.8773 | 60.0915 | 0 | 0
112 | 2.216 | 0.031324 | 22.9057 | 1276.7453 | 11.3737 | 73.856 | 2.0596 | 60.0915 | 0 | 0
113 | 2.1987 | -0.31405 | 22.3976 | 1233.9942 | 11.5457 | 72.2913 | 1.6291 | 60.0915 | 0 | 0
114 | 2.1668 | -0.010749 | 24.9359 | 1240.8467 | 14.0891 | 73.0866 | 1.5292 | 60.0915 | 0 | 0
115 | 2.0738 | -0.13688 | 25.9842 | 1234.4025 | 14.4053 | 74.2559 | 2.0995 | 63.0915 | 0 | 0
116 | 2.0683 | -0.067278 | 23.2343 | 1279.4395 | 11.7417 | 74.2781 | 1.9719 | 63.0915 | 0 | 0
117 | 2.0393 | 0.062983 | 26.5035 | 1257.9656 | 15.2471 | 73.8007 | 1.7856 | 60.0915 | 0 | 0
118 | 1.9774 | -0.030759 | 25.5693 | 1197.7043 | 14.3968 | 71.7538 | 1.9923 | 60.0915 | 0 | 0
119 | 2.0788 | -0.28949 | 24.0421 | 1233.6706 | 12.7215 | 73.6147 | 1.9347 | 60.0915 | 0 | 0
120 | 2.2246 | 0.14911 | 23.9259 | 1223.9697 | 13.1044 | 73.2043 | 1.4764 | 60.0915 | 0 | 0
121 | 2.2129 | 0.16002 | 27.3254 | 1231.1051 | 16.6525 | 72 | 1.495 | 60.0915 | 0 | 0
122 | 2.091 | 0.012535 | 22.994 | 1221.3253 | 11.8747 | 72.38 | 1.9067 | 60.0915 | 0 | 0
123 | 2.1201 | -0.24465 | 22.8174 | 1289.3511 | 11.3627 | 74.8712 | 1.8926 | 63.0915 | 0 | 0
124 | 2.0727 | 0.38175 | 24.2542 | 1216.3416 | 12.8795 | 73.4163 | 2.053 | 60.0915 | 0 | 0
125 | 2.087 | -0.030803 | 24.3723 | 1175.7878 | 13.8794 | 71.3738 | 1.4644 | 60.0915 | 0 | 0
126 | 1.9742 | 0.16888 | 24.9992 | 1215.6655 | 14.195 | 71.4465 | 1.666 | 60.0915 | 0 | 0
127 | 2.0741 | 0.14986 | 23.3505 | 1318.9581 | 11.4413 | 76.6342 | 2.0203 | 63.0915 | 0 | 0
128 | 2.0831 | -0.079283 | 22.0131 | 1211.3232 | 11.4145 | 71.9523 | 1.4656 | 60.0915 | 0 | 0
129 | 2.0482 | -0.29895 | 24.4267 | 1164.4302 | 13.9758 | 70.9404 | 1.5279 | 60.0915 | 0 | 0
130 | 2.2419 | -0.39133 | 26.5563 | 1252.8052 | 15.6565 | 72.7763 | 1.5823 | 60.0915 | 0 | 0
131 | 2.1302 | -0.30257 | 23.8241 | 1220.328 | 12.8482 | 72.1109 | 1.7237 | 60.0915 | 0 | 0
132 | 2.1291 | -0.12823 | 27.9878 | 1230.5767 | 16.8315 | 73.205 | 1.8472 | 60.0915 | 0 | 0
133 | 1.983 | -0.20488 | 26.4005 | 1202.792 | 15.2024 | 71.8852 | 2.0073 | 60.0915 | 0 | 0
134 | 2.0509 | 0.11008 | 21.8058 | 1263.9014 | 10.5402 | 74.3799 | 1.6882 | 63.0915 | 0 | 0
135 | 2.0984 | -0.028149 | 24.5614 | 1248.1533 | 13.2044 | 74.3913 | 1.9314 | 63.0915 | 0 | 0
136 | 1.9186 | -0.20211 | 24.2568 | 1241.0363 | 13.1603 | 72.99 | 1.8145 | 60.0915 | 0 | 0
137 | 2.1298 | -0.12528 | 21.5548 | 1243.9407 | 10.1685 | 73.3775 | 1.8787 | 60.0915 | 0 | 0
138 | 1.9787 | -0.36022 | 21.31 | 1241.8494 | 10.2716 | 73.8262 | 1.5186 | 60.0915 | 0 | 0
139 | 2.1725 | 0.12684 | 26.3239 | 1200.2901 | 15.3761 | 72.2019 | 1.7378 | 60.0915 | 0 | 0
140 | 1.9886 | 0.33447 | 21.4596 | 1276.6283 | 10.3311 | 73.5954 | 1.6177 | 60.0915 | 0 | 0
141 | 2.355 | 0.17225 | 22.1932 | 1169.3689 | 11.4756 | 71.0865 | 1.7414 | 60.0915 | 0 | 0
142 | 2.1206 | 0.059763 | 21.599 | 1209.6651 | 10.4932 | 71.2877 | 2.0203 | 60.0915 | 0 | 0
143 | 2.0353 | 0.14263 | 25.1229 | 1205.678 | 14.053 | 70.9766 | 1.962 | 60.0915 | 0 | 0
144 | 2.1335 | 0.2135 | 22.7099 | 1240.708 | 11.8073 | 73.0508 | 1.5499 | 60.0915 | 0 | 0
145 | 2.1709 | -0.02994 | 22.3963 | 1200.6631 | 11.6409 | 72.3719 | 1.6008 | 60.0915 | 0 | 0
146 | 2.3058 | 0.18297 | 24.7613 | 1367.4624 | 12.9717 | 78.2774 | 1.7288 | 63.0915 | 0 | 0
147 | 2.0965 | -0.11036 | 26.6717 | 1253.233 | 15.2691 | 73.8946 | 1.8808 | 60.0915 | 0 | 0
148 | 2.2883 | -0.072697 | 28.1181 | 1270.1951 | 16.9999 | 74.2665 | 1.7172 | 63.0915 | 0 | 0
149 | 2.1485 | 0.3505 | 25.3228 | 1242.7255 | 14.07 | 74.1739 | 1.8326 | 60.0915 | 0 | 0
150 | 2.1155 | -0.038834 | 21.6061 | 1220.7702 | 10.5788 | 71.915 | 1.868 | 60.0915 | 0 | 0
151 | 2.2087 | -0.22056 | 25.6365 | 1214.3181 | 14.3734 | 72.7068 | 2.0548 | 60.0915 | 0 | 0
152 | 1.9309 | -0.18102 | 21.0854 | 1181.3437 | 10.4308 | 71.2542 | 1.5673 | 60.0915 | 0 | 0
153 | 2.0434 | -0.19753 | 23.8301 | 1171.3975 | 12.8198 | 71.4154 | 1.9902 | 60.0915 | 0 | 0
154 | 2.0688 | 0.26968 | 24.0422 | 1243.6928 | 12.8526 | 73.6817 | 1.785 | 60.0915 | 0 | 0
155 | 1.9403 | -0.41311 | 22.122 | 1241.2775 | 11.463 | 71.9163 | 1.528 | 60.0915 | 0 | 0
156 | 2.1977 | 0.24876 | 21.241 | 1193.5851 | 10.4442 | 71.2503 | 1.7423 | 60.0915 | 0 | 0
157 | 2.1196 | 0.24076 | 22.6003 | 1195.9921 | 11.616 | 72.3901 | 1.7685 | 60.0915 | 0 | 0
158 | 1.8968 | -0.23585 | 23.5369 | 1220.0412 | 12.5837 | 72.4797 | 1.6909 | 60.0915 | 0 | 0
159 | 2.0854 | 0.2395 | 23.2192 | 1338.538 | 11.336 | 76.5294 | 2.0698 | 63.0915 | 0 | 0
160 | 2.3876 | -0.010973 | 26.5734 | 1262.1411 | 15.3203 | 73.4168 | 1.9016 | 60.0915 | 0 | 0
161 | 2.2558 | 0.28758 | 24.1524 | 1297.6705 | 12.7835 | 75.2114 | 1.7907 | 63.0915 | 0 | 0
162 | 2.0153 | -0.30986 | 23.9362 | 1182.5555 | 12.8551 | 71.3509 | 2.0296 | 60.0915 | 0 | 0
163 | 2.0812 | 0.22891 | 21.8589 | 1245.5425 | 10.6036 | 73.3468 | 1.8287 | 60.0915 | 0 | 0
164 | 1.9643 | -0.27172 | 22.2847 | 1226.2054 | 11.3581 | 72.2939 | 1.7095 | 60.0915 | 0 | 0
165 | 1.8807 | -0.095956 | 22.3097 | 1165.696 | 11.5333 | 70.6201 | 1.8065 | 60.0915 | 0 | 0
166 | 1.9825 | -0.093477 | 23.0527 | 1223.1712 | 11.8516 | 72.2297 | 1.9448 | 60.0915 | 0 | 0
167 | 2.1204 | -0.0027046 | 25.5838 | 1239.4601 | 14.3203 | 73.7455 | 1.8273 | 60.0915 | 0 | 0
168 | 2.1549 | 0.15928 | 26.1889 | 1177.8747 | 15.5597 | 71.4335 | 1.5402 | 60.0915 | 0 | 0
169 | 2.071 | -0.10455 | 21.7697 | 1241.9876 | 10.5213 | 73.3794 | 1.8732 | 60.0915 | 0 | 0
170 | 2.0966 | -0.4005 | 22.1188 | 1220.5303 | 11.3989 | 72.6117 | 1.4888 | 60.0915 | 0 | 0
171 | 2.2545 | 0.18112 | 26.0859 | 1342.5878 | 14.4162 | 77.1217 | 1.7266 | 63.0915 | 0 | 0
172 | 2.1563 | 0.3504 | 24.8356 | 1249.897 | 13.978 | 73.0422 | 1.4727 | 60.0915 | 0 | 0
173 | 2.0552 | -0.11943 | 24.9365 | 1174.4881 | 13.9267 | 71.1674 | 1.9122 | 60.0915 | 0 | 0
174 | 2.0587 | -0.15457 | 22.2657 | 1213.2583 | 11.385 | 72.3904 | 1.6714 | 60.0915 | 0 | 0
175 | 2.1038 | -0.042253 | 25.4397 | 1218.5419 | 14.49 | 71.8 | 1.749 | 60.0915 | 0 | 0
176 | 2.0607 | 0.14413 | 22.4949 | 1258.6998 | 11.4202 | 73.0374 | 1.6323 | 60.0915 | 0 | 0
177 | 2.1241 | 0.23796 | 25.133 | 1221.9779 | 14.0008 | 72.5167 | 1.9374 | 60.0915 | 0 | 0
178 | 2.0311 | -0.16194 | 25.8706 | 1264.587 | 14.435 | 73.519 | 2.0435 | 60.0915 | 0 | 0
179 | 2.3652 | 0.19057 | 23.5392 | 1302.4585 | 11.9512 | 74.8309 | 2.0383 | 63.0915 | 0 | 0
180 | 1.9285 | 0.025037 | 22.8835 | 1216.3764 | 11.5977 | 72.576 | 1.957 | 60.0915 | 0 | 0
181 | 1.9621 | 0.2901 | 21.8663 | 1276.1891 | 10.4964 | 74.5613 | 1.6997 | 63.0915 | 0 | 0
182 | 2.0699 | -0.013163 | 21.4758 | 1201.7182 | 10.4107 | 72.1187 | 1.88 | 60.0915 | 0 | 0
183 | 2.1141 | 0.014395 | 21.6266 | 1302.71 | 10.4097 | 74.4941 | 1.7072 | 63.0915 | 0 | 0
184 | 1.924 | -0.0845 | 22.1995 | 1214.4399 | 11.3472 | 71.5009 | 1.7038 | 60.0915 | 0 | 0
185 | 2.0888 | 0.10972 | 26.3279 | 1205.301 | 15.309 | 71.8552 | 1.8989 | 60.0915 | 0 | 0
186 | 2.1705 | -0.038483 | 25.1298 | 1187.0139 | 14.2422 | 71.507 | 1.8148 | 60.0915 | 0 | 0
187 | 2.0088 | 0.0067954 | 21.8605 | 1250.9886 | 10.42 | 73.528 | 1.9588 | 60.0915 | 0 | 0
188 | 2.12 | -0.33688 | 22.4515 | 1193.6139 | 11.7742 | 72.1238 | 1.5514 | 60.0915 | 0 | 0
189 | 2.1153 | 0.14871 | 26.4591 | 1208.8812 | 15.4539 | 72.1383 | 1.7317 | 60.0915 | 0 | 0
190 | 2.1661 | -0.41212 | 26.6832 | 1181.1995 | 15.85 | 71.64 | 1.7023 | 60.0915 | 0 | 0
191 | 2.0844 | 0.16057 | 24.7825 | 1258.3437 | 13.9369 | 73.0415 | 1.4914 | 60.0915 | 0 | 0
192 | 2.0215 | -0.017305 | 27.6024 | 1208.1977 | 16.4997 | 72.0928 | 1.9432 | 60.0915 | 0 | 0
193 | 2.0964 | 0.090127 | 26.6346 | 1287.1392 | 15.416 | 74.8625 | 1.6556 | 63.0915 | 0 | 0
194 | 2.0632 | -0.045708 | 21.4885 | 1226.8138 | 10.5685 | 73.2158 | 1.5547 | 60.0915 | 0 | 0
195 | 2.118 | -0.13054 | 24.8453 | 1263.2957 | 14.1302 | 73.0018 | 1.4864 | 60.0915 | 0 | 0
196 | 1.9785 | 0.063953 | 22.5628 | 1228.3781 | 11.4935 | 71.719 | 1.8846 | 60.0915 | 0 | 0
197 | 2.0482 | -0.038275 | 26.2608 | 1233.3986 | 15.3162 | 72.3807 | 1.8032 | 60.0915 | 0 | 0
198 | 2.1192 | -0.01746 | 21.359 | 1241.2905 | 10.4111 | 72.21 | 1.7672 | 60.0915 | 0 | 0
199 | 2.2551 | 0.29269 | 23.7689 | 1202.2526 | 12.8534 | 71.8355 | 1.6772 | 60.0915 | 0 | 0
200 | 2.226 | -0.061047 | 23.1605 | 1318.0945 | 11.7012 | 75.139 | 1.8662 | 63.0915 | 0 | 0
201 | 2.1646 | 0.34683 | 22.7277 | 1256.0826 | 11.3681 | 73.8039 | 1.9684 | 60.0915 | 0 | 0
202 | 2.1571 | 0.13223 | 23.6449 | 1225.6106 | 12.8284 | 72.3432 | 1.5706 | 60.0915 | 0 | 0
203 | 1.9999 | 0.18791 | 21.9071 | 1223.3746 | 10.5567 | 72.9068 | 2.0588 | 60.0915 | 0 | 0
204 | 2.1209 | 0.058197 | 21.3531 | 1231.1872 | 10.4314 | 72.4135 | 1.6661 | 60.0915 | 0 | 0
205 | 2.1745 | 0.093109 | 27.6812 | 1205.1263 | 16.7936 | 72.0101 | 1.7186 | 60.0915 | 0 | 0
206 | 2.0785 | 0.104 | 21.5359 | 1206.882 | 10.6497 | 71.4839 | 1.8874 | 60.0915 | 0 | 0
207 | 2.1751 | 0.19419 | 24.0928 | 1211.1245 | 13.0219 | 72.3185 | 1.9041 | 60.0915 | 0 | 0
208 | 2.1465 | -0.030547 | 24.1832 | 1219.5911 | 12.9489 | 72.8468 | 1.9732 | 60.0915 | 0 | 0
209 | 2.3035 | -0.057251 | 25.4576 | 1255.4438 | 14.2472 | 72.5001 | 1.8859 | 60.0915 | 0 | 0
210 | 2.1242 | 0.0022987 | 23.3923 | 1181.2497 | 12.7009 | 70.656 | 1.6629 | 60.0915 | 0 | 0
211 | 2.1234 | -0.11492 | 24.3987 | 1256.3704 | 12.9435 | 74.2536 | 2.0468 | 63.0915 | 0 | 0
212 | 2.002 | 0.064066 | 21.9988 | 1233.8042 | 10.6831 | 73.6293 | 1.859 | 60.0915 | 0 | 0
213 | 2.1589 | -0.029621 | 22.3424 | 1221.4513 | 11.3602 | 72.943 | 1.622 | 60.0915 | 0 | 0
214 | 1.9602 | -0.091445 | 21.0343 | 1190.7371 | 10.3002 | 70.9917 | 1.574 | 60.0915 | 0 | 0
215 | 2.1172 | -0.16631 | 25.1723 | 1185.4622 | 14.3033 | 70.5507 | 1.8824 | 60.0915 | 0 | 0
216 | 2.3099 | 0.29691 | 25.5079 | 1236.1274 | 14.4052 | 73.7345 | 1.7803 | 60.0915 | 0 | 0
217 | 2.048 | -0.11882 | 25.1669 | 1219.3763 | 14.1208 | 72.2075 | 1.7724 | 60.0915 | 0 | 0
218 | 2.0922 | -0.023429 | 26.3261 | 1219.1939 | 15.1793 | 73.0505 | 1.8193 | 60.0915 | 0 | 0
219 | 2.0503 | 0.12115 | 24.7212 | 1201.3169 | 13.9183 | 72.4003 | 1.5566 | 60.0915 | 0 | 0
220 | 2.0815 | -0.025725 | 23.3157 | 1270.9003 | 11.6064 | 75.0196 | 2.0307 | 63.0915 | 0 | 0
221 | 1.8994 | -0.043097 | 23.4088 | 1167.3932 | 12.7467 | 70.1881 | 1.7536 | 60.0915 | 0 | 0
222 | 2.0996 | -0.010488 | 26.8063 | 1228.0612 | 15.6335 | 73.4979 | 1.8268 | 60.0915 | 0 | 0
223 | 1.8689 | 0.023091 | 24.1822 | 1242.9376 | 13.0592 | 73.3692 | 1.6618 | 60.0915 | 0 | 0
224 | 2.2165 | -0.094736 | 27.9301 | 1218.2797 | 16.7668 | 72.5268 | 1.9417 | 60.0915 | 0 | 0
225 | 2.0376 | -0.095209 | 25.9269 | 1283.2208 | 14.3816 | 74.5537 | 2.0463 | 63.0915 | 0 | 0
226 | 1.9212 | -0.030293 | 25.2876 | 1269.62 | 14.1544 | 74.4717 | 1.6266 | 63.0915 | 0 | 0
227 | 2.0831 | -0.07903 | 23.2156 | 1219.6452 | 12.6139 | 72.1681 | 1.5273 | 60.0915 | 0 | 0
228 | 2.3375 | 0.056607 | 21.4372 | 1234.2052 | 10.6675 | 72.1791 | 1.4976 | 60.0915 | 0 | 0
229 | 1.9307 | -0.03128 | 25.2394 | 1228.5875 | 14.2023 | 72.2754 | 1.8354 | 60.0915 | 0 | 0
230 | 1.9607 | -0.075293 | 27.1742 | 1176.3962 | 16.6217 | 70.4255 | 1.6033 | 60.0915 | 0 | 0
231 | 1.9122 | -0.010578 | 22.9391 | 1261.1504 | 11.6689 | 73.6041 | 1.7668 | 60.0915 | 0 | 0
232 | 2.1231 | -0.19402 | 25.1067 | 1233.3642 | 14.0103 | 73.3587 | 1.7475 | 60.0915 | 0 | 0
233 | 2.0168 | -0.35622 | 24.2427 | 1207.093 | 12.9203 | 72.6162 | 2.0427 | 60.0915 | 0 | 0
234 | 1.9887 | 0.074883 | 21.417 | 1234.3011 | 10.3045 | 72.2383 | 1.802 | 60.0915 | 0 | 0
235 | 2.115 | -0.35179 | 21.8369 | 1230.3335 | 10.6293 | 73.1262 | 1.9073 | 60.0915 | 0 | 0
236 | 2.1547 | 0.048887 | 25.6977 | 1283.5885 | 14.5177 | 74.7047 | 1.6371 | 63.0915 | 0 | 0
237 | 2.1589 | 0.27492 | 22.4532 | 1249.2707 | 11.3258 | 73.0584 | 1.8072 | 60.0915 | 0 | 0
238 | 2.0311 | 0.040471 | 22.1873 | 1156.1818 | 11.6272 | 70.1274 | 1.7373 | 60.0915 | 0 | 0
239 | 2.1874 | 0.16145 | 23.1668 | 1293.2251 | 11.4316 | 74.952 | 2.0948 | 63.0915 | 0 | 0
240 | 1.7818 | -0.39258 | 21.926 | 1210.5533 | 10.6324 | 72.7191 | 2.0283 | 60.0915 | 0 | 0
241 | 2.134 | 0.075308 | 26.4375 | 1241.7507 | 15.2347 | 72.9995 | 1.8993 | 60.0915 | 0 | 0
242 | 2.2133 | 0.27947 | 23.9413 | 1237.1027 | 13.0802 | 73.8266 | 1.5254 | 60.0915 | 0 | 0
243 | 2.1435 | 0.058859 | 25.2919 | 1248.1153 | 13.9614 | 72.4649 | 2.0586 | 60.0915 | 0 | 0
244 | 2.0862 | -0.086152 | 25.8576 | 1235.4473 | 14.4526 | 73.3386 | 2.0239 | 60.0915 | 0 | 0
245 | 2.0091 | -0.053712 | 25.285 | 1195.4109 | 14.5391 | 72.2371 | 1.4918 | 60.0915 | 0 | 0
246 | 2.0654 | 0.098326 | 21.8939 | 1303.2689 | 10.5388 | 74.7377 | 1.7946 | 63.0915 | 0 | 0
247 | 2.0103 | -0.19903 | 25.5615 | 1217.1645 | 14.33 | 72.0944 | 1.966 | 60.0915 | 0 | 0
248 | 2.1595 | 0.23467 | 21.7925 | 1222.2105 | 10.6174 | 72.7228 | 1.9573 | 60.0915 | 0 | 0
249 | 2.1438 | 0.16231 | 22.342 | 1240.2656 | 11.4856 | 72.869 | 1.5498 | 60.0915 | 0 | 0
250 | 2.1023 | -0.2054 | 26.9118 | 1253.4076 | 15.6186 | 72.5732 | 2.0581 | 60.0915 | 0 | 0
251 | 2.1996 | 0.048682 | 23.0072 | 1284.9233 | 11.7763 | 75.708 | 1.6642 | 63.0915 | 0 | 0
252 | 2.1489 | 0.40751 | 26.346 | 1273.5814 | 15.3934 | 73.4257 | 1.5434 | 60.0915 | 0 | 0
253 | 2.2556 | -0.25814 | 25.2533 | 1206.1019 | 14.1145 | 72.592 | 1.892 | 60.0915 | 0 | 0
254 | 1.9707 | -0.097145 | 23.7139 | 1209.6418 | 12.9243 | 72.4494 | 1.6447 | 60.0915 | 0 | 0
255 | 2.0114 | 0.07767 | 27.0434 | 1240.6879 | 15.7009 | 73.8782 | 1.8275 | 60.0915 | 0 | 0
256 | 2.0456 | -0.22197 | 26.1258 | 1162.7518 | 15.6562 | 70.9126 | 1.4724 | 60.0915 | 0 | 0
257 | 2.063 | 0.083401 | 21.3792 | 1211.8921 | 10.2823 | 72.7134 | 1.785 | 60.0915 | 0 | 0
258 | 2.1362 | 0.20672 | 24.0829 | 1221.5801 | 12.9084 | 72.4766 | 1.9712 | 60.0915 | 0 | 0
259 | 2.0511 | 0.008118 | 24.1389 | 1207.7364 | 13.2162 | 71.3722 | 1.8391 | 60.0915 | 0 | 0
260 | 2.0848 | 0.34676 | 23.1414 | 1287.7271 | 11.7135 | 73.746 | 1.94 | 60.0915 | 0 | 0
261 | 2.1236 | -0.18343 | 24.2567 | 1306.2042 | 12.7046 | 74.3516 | 1.9639 | 63.0915 | 0 | 0
262 | 2.0991 | 0.0030318 | 22.5763 | 1225.2414 | 11.6268 | 72.1596 | 1.7412 | 60.0915 | 0 | 0
263 | 2.1011 | 0.21965 | 22.9012 | 1238.7584 | 11.4936 | 73.7075 | 1.9914 | 60.0915 | 0 | 0
264 | 2.096 | -0.10648 | 24.8732 | 1291.2173 | 13.2284 | 74.6689 | 2.0706 | 63.0915 | 0 | 0
265 | 2.2194 | 0.36912 | 24.1417 | 1256.2017 | 12.9559 | 74.061 | 1.6786 | 60.0915 | 0 | 0
266 | 2.0978 | 0.13065 | 24.5001 | 1332.1532 | 13.0647 | 76.5892 | 1.541 | 63.0915 | 0 | 0
267 | 2.1309 | 0.1762 | 23.6637 | 1196.3991 | 12.6535 | 71.391 | 1.9555 | 60.0915 | 0 | 0
268 | 2.1537 | 0.22158 | 26.8447 | 1216.7767 | 15.8451 | 73.0959 | 1.6601 | 60.0915 | 0 | 0
269 | 2.3752 | -0.053175 | 25.7846 | 1294.8482 | 14.4928 | 75.3283 | 1.6663 | 63.0915 | 0 | 0
270 | 2.0093 | 0.083057 | 21.0991 | 1220.5806 | 10.3218 | 71.9505 | 1.5921 | 60.0915 | 0 | 0
271 | 2.0232 | -0.013165 | 25.2548 | 1242.5488 | 14.3385 | 73.1625 | 1.5089 | 60.0915 | 0 | 0
272 | 2.1082 | 0.34571 | 23.8746 | 1245.7936 | 12.7301 | 72.6573 | 1.8971 | 60.0915 | 0 | 0
273 | 1.9147 | -0.04 | 23.2344 | 1226.7638 | 11.7938 | 73.0838 | 2.074 | 60.0915 | 0 | 0
274 | 2.2752 | 0.034113 | 25.8924 | 1272.393 | 14.4019 | 73.6191 | 2.078 | 60.0915 | 0 | 0
275 | 2.1142 | 0.24649 | 26.4407 | 1203.5192 | 15.3417 | 72.4495 | 1.7988 | 60.0915 | 0 | 0
276 | 2.1067 | -0.23636 | 25.7032 | 1244.8442 | 14.3277 | 73.9373 | 1.9601 | 60.0915 | 0 | 0
277 | 2.0202 | -0.22427 | 24.5722 | 1278.3059 | 12.9234 | 75.3769 | 1.9172 | 63.0915 | 0 | 0
278 | 2.0038 | -0.57312 | 27.5901 | 1204.5845 | 16.494 | 72.004 | 2.0174 | 60.0915 | 0 | 0
279 | 2.1725 | -0.033757 | 25.3165 | 1198.1012 | 14.2774 | 71.7831 | 1.8368 | 60.0915 | 0 | 0
280 | 2.1064 | 0.041998 | 23.0274 | 1244.1973 | 11.9429 | 73.0518 | 1.8257 | 60.0915 | 0 | 0
281 | 2.0421 | -0.1146 | 21.9054 | 1275.6244 | 10.2735 | 74.6164 | 1.9707 | 63.0915 | 0 | 0
282 | 2.1442 | 0.33768 | 23.7933 | 1247.2781 | 12.8312 | 73.4959 | 1.6239 | 60.0915 | 0 | 0
283 | 2.0431 | 0.068805 | 24.1498 | 1253.3321 | 12.7992 | 73.9156 | 1.8444 | 60.0915 | 0 | 0
284 | 2.0467 | 0.11808 | 21.4635 | 1207.4709 | 10.2904 | 72.6796 | 1.8354 | 60.0915 | 0 | 0
285 | 2.1578 | 0.19435 | 24.4322 | 1280.6271 | 13.0404 | 74.1531 | 1.778 | 60.0915 | 0 | 0
286 | 2.0258 | -0.17128 | 23.6899 | 1253.6144 | 12.6393 | 72.5999 | 1.8379 | 60.0915 | 0 | 0
287 | 2.245 | 0.38361 | 21.4022 | 1282.0946 | 10.3743 | 73.5342 | 1.635 | 60.0915 | 0 | 0
288 | 1.9839 | -0.082548 | 24.1158 | 1218.9335 | 13.1268 | 73.37 | 1.6806 | 60.0915 | 0 | 0
289 | 2.0183 | -0.18492 | 22.4141 | 1202.0534 | 11.6422 | 72.3021 | 1.483 | 60.0915 | 0 | 0
290 | 2.0991 | 0.22573 | 23.7664 | 1232.5814 | 12.7212 | 73.4379 | 1.7214 | 60.0915 | 0 | 0
291 | 2.0696 | 0.1285 | 25.8774 | 1277.1648 | 14.4254 | 74.4662 | 1.9555 | 63.0915 | 0 | 0
292 | 2.0616 | 0.058253 | 24.702 | 1200.2461 | 14.0696 | 72.0491 | 1.4636 | 60.0915 | 0 | 0
293 | 2.0717 | 0.086612 | 25.2034 | 1230.0653 | 14.1899 | 72.603 | 1.7204 | 60.0915 | 0 | 0
294 | 2.1467 | -0.079818 | 25.5828 | 1237.9601 | 14.1426 | 73.4999 | 1.9976 | 60.0915 | 0 | 0
295 | 1.9512 | -0.12446 | 22.3795 | 1214.3849 | 11.3149 | 72.8023 | 1.8167 | 60.0915 | 0 | 0
296 | 2.022 | 0.24616 | 23.0249 | 1278.3621 | 11.4919 | 74.138 | 1.9866 | 60.0915 | 0 | 0
297 | 1.9512 | 0.31337 | 22.5056 | 1233.5371 | 11.3807 | 72.8518 | 1.721 | 60.0915 | 0 | 0
298 | 1.9975 | -0.11558 | 25.449 | 1247.1254 | 14.3175 | 73.4714 | 1.7284 | 60.0915 | 0 | 0
299 | 1.9716 | 0.10737 | 26.3668 | 1218.3409 | 15.3985 | 72.352 | 1.6757 | 60.0915 | 0 | 0
300 | 2.1789 | -0.072469 | 22.4523 | 1207.3695 | 11.5499 | 71.5134 | 1.7547 | 60.0915 | 0 | 0
301 | 2.0883 | -0.11922 | 22.4615 | 1272.7759 | 11.326 | 72.7151 | 1.876 | 60.0915 | 0 | 0
302 | 2.0609 | -0.20842 | 27.7019 | 1241.632 | 16.5107 | 73.4787 | 1.7318 | 60.0915 | 0 | 0
303 | 2.041 | -0.14427 | 21.4406 | 1184.7367 | 10.6371 | 71.82 | 1.6651 | 60.0915 | 0 | 0
304 | 2.1702 | 0.36711 | 25.563 | 1238.3211 | 14.5062 | 73.5529 | 1.6967 | 60.0915 | 0 | 0
305 | 2.1495 | 0.28388 | 26.1805 | 1230.1021 | 15.228 | 72.8739 | 1.6449 | 60.0915 | 0 | 0
306 | 2.1992 | 0.44597 | 22.6967 | 1426.4234 | 10.6721 | 80.6413 | 1.6446 | 66.0915 | 0 | 0
307 | 2.1802 | 0.0913 | 21.4512 | 1228.3598 | 10.6516 | 72.7355 | 1.5688 | 60.0915 | 0 | 0
308 | 1.9873 | -0.29167 | 26.6022 | 1193.2893 | 15.8578 | 71.9148 | 1.5867 | 60.0915 | 0 | 0
309 | 2.383 | 0.19098 | 25.6848 | 1287.1132 | 14.3314 | 74.0379 | 1.93 | 60.0915 | 0 | 0
310 | 2.1353 | -0.30224 | 25.6896 | 1291.7479 | 14.5491 | 74.7844 | 1.6332 | 63.0915 | 0 | 0
311 | 2.0499 | -0.19555 | 22.2921 | 1259.2178 | 11.3982 | 72.749 | 1.5638 | 60.0915 | 0 | 0
312 | 2.1601 | -0.10443 | 26.342 | 1181.4283 | 15.6021 | 71.5598 | 1.6534 | 60.0915 | 0 | 0
313 | 2.0255 | -0.026848 | 22.6189 | 1232.904 | 11.4723 | 72.7164 | 1.8277 | 60.0915 | 0 | 0
314 | 2.1015 | 0.042596 | 26.9186 | 1303.0318 | 15.5136 | 73.69 | 1.9142 | 60.0915 | 0 | 0
315 | 2.2673 | 0.30021 | 25.0229 | 1228.4103 | 14.112 | 72.7486 | 1.6269 | 60.0915 | 0 | 0
316 | 2.1908 | 0.052379 | 24.4098 | 1271.2119 | 13.1176 | 74.604 | 1.7864 | 63.0915 | 0 | 0
317 | 1.9978 | 0.038439 | 26.3029 | 1243.5228 | 15.3694 | 73.1844 | 1.5196 | 60.0915 | 0 | 0
318 | 2.2771 | 0.18995 | 28.1267 | 1248.3277 | 16.7134 | 73.4348 | 2.0017 | 60.0915 | 0 | 0
319 | 2.0928 | 0.066732 | 22.9027 | 1221.495 | 11.8943 | 72.4571 | 1.8188 | 60.0915 | 0 | 0
320 | 2.0687 | -0.091155 | 23.1907 | 1241.9155 | 11.8222 | 74.1475 | 1.9221 | 60.0915 | 0 | 0
321 | 2.2732 | 0.13312 | 21.7079 | 1234.9834 | 10.4675 | 73.293 | 1.8533 | 60.0915 | 0 | 0
322 | 1.8899 | -0.42217 | 21.2294 | 1228.4323 | 10.5283 | 71.7419 | 1.5748 | 60.0915 | 0 | 0
323 | 2.0791 | -0.14751 | 23.0817 | 1246.2888 | 11.7835 | 73.1082 | 1.9462 | 60.0915 | 0 | 0
324 | 1.9971 | -0.32659 | 24.6528 | 1286.1151 | 12.9406 | 74.7987 | 2.1121 | 63.0915 | 0 | 0
325 | 2.0834 | 0.1337 | 24.2234 | 1216.0935 | 13.2391 | 72.21 | 1.7661 | 60.0915 | 0 | 0
326 | 2.0532 | 0.085222 | 22.636 | 1230.4707 | 11.293 | 73.288 | 1.9674 | 60.0915 | 0 | 0
327 | 2.2897 | -0.16217 | 22.0448 | 1269.7518 | 10.5857 | 74.371 | 1.956 | 63.0915 | 0 | 0
328 | 2.1405 | 0.11905 | 22.9426 | 1256.4409 | 11.7082 | 73.4084 | 1.9329 | 60.0915 | 0 | 0
329 | 2.2988 | 0.13904 | 25.3345 | 1202.9966 | 14.1224 | 72.499 | 2.0248 | 60.0915 | 0 | 0
330 | 2.1328 | -0.13526 | 21.471 | 1227.6972 | 10.4049 | 71.5687 | 1.9543 | 60.0915 | 0 | 0
331 | 2.0988 | -0.29212 | 24.3709 | 1234.0676 | 13.1633 | 73.8438 | 1.7924 | 60.0915 | 0 | 0
332 | 2.1283 | -0.10157 | 22.7859 | 1236.2489 | 11.9007 | 72.9763 | 1.4966 | 60.0915 | 0 | 0
333 | 2.1345 | -0.029117 | 23.1844 | 1249.5053 | 11.8978 | 74.0225 | 1.7784 | 60.0915 | 0 | 0
334 | 2.0221 | -0.13955 | 26.4656 | 1228.2722 | 15.5861 | 72.3881 | 1.5674 | 60.0915 | 0 | 0
335 | 2.0714 | 0.24268 | 25.7497 | 1282.6445 | 14.5595 | 73.7223 | 1.7566 | 60.0915 | 0 | 0
336 | 1.8989 | -0.0099091 | 21.5788 | 1235.2531 | 10.4944 | 73.4962 | 1.6559 | 60.0915 | 0 | 0
337 | 2.0823 | -0.12601 | 22.5918 | 1206.3566 | 11.4913 | 71.7732 | 1.9889 | 60.0915 | 0 | 0
338 | 2.106 | -0.034481 | 22.9318 | 1211.7725 | 11.8081 | 72.5132 | 1.9265 | 60.0915 | 0 | 0
339 | 2.2152 | 0.080342 | 22.5939 | 1211.0085 | 11.8283 | 72.8138 | 1.4862 | 60.0915 | 0 | 0
340 | 1.9887 | -0.089793 | 21.0595 | 1202.3026 | 10.3387 | 71.854 | 1.5372 | 60.0915 | 0 | 0
341 | 2.269 | -0.041345 | 26.5515 | 1214.172 | 15.5485 | 73.1936 | 1.7437 | 60.0915 | 0 | 0
342 | 2.0865 | -0.24537 | 26.9881 | 1276.3223 | 15.5507 | 74.1824 | 2.0282 | 60.0915 | 0 | 0
343 | 2.1572 | -0.018628 | 22.6163 | 1221.2238 | 11.646 | 71.8709 | 1.9059 | 60.0915 | 0 | 0
344 | 2.147 | -0.088509 | 25.7511 | 1238.2421 | 14.3352 | 72.8605 | 2.0622 | 60.0915 | 0 | 0
345 | 1.9562 | -0.21037 | 23.411 | 1202.2439 | 12.7122 | 71.7712 | 1.5694 | 60.0915 | 0 | 0
346 | 2.2051 | 0.022759 | 21.5631 | 1201.7156 | 10.5944 | 72.8402 | 1.7461 | 60.0915 | 0 | 0
347 | 2.117 | 0.12223 | 21.3908 | 1203.3496 | 10.6559 | 72.4033 | 1.5183 | 60.0915 | 0 | 0
348 | 2.0503 | 0.039347 | 27.0449 | 1332.2046 | 15.5916 | 75.3935 | 1.7651 | 63.0915 | 0 | 0
349 | 2.1797 | 0.18104 | 24.9041 | 1244.0543 | 14.0833 | 71.9772 | 1.6479 | 60.0915 | 0 | 0
350 | 2.1247 | -0.28715 | 21.5413 | 1210.3465 | 10.5423 | 72.9208 | 1.674 | 60.0915 | 0 | 0
351 | 2.1143 | 0.18369 | 27.7813 | 1185.2284 | 16.7791 | 70.7658 | 2.0002 | 60.0915 | 0 | 0
352 | 2.1132 | 0.020576 | 24.5885 | 1272.0002 | 12.9166 | 75.1469 | 2.0934 | 63.0915 | 0 | 0
353 | 2.185 | 0.068536 | 24.9614 | 1275.9059 | 13.2634 | 74.8653 | 2.1046 | 63.0915 | 0 | 0
354 | 2.0595 | -0.061161 | 21.9654 | 1190.9374 | 11.4067 | 71.3882 | 1.5196 | 60.0915 | 0 | 0
355 | 2.0808 | -0.35867 | 22.7513 | 1194.0237 | 11.8478 | 72.4869 | 1.7191 | 60.0915 | 0 | 0
356 | 2.1699 | 0.014595 | 24.2582 | 1236.2238 | 13.1466 | 73.3671 | 1.7155 | 60.0915 | 0 | 0
357 | 2.227 | -0.088944 | 21.9801 | 1305.4348 | 10.5115 | 75.4772 | 1.7689 | 63.0915 | 0 | 0
358 | 2.0426 | -0.064832 | 23.7287 | 1240.2367 | 12.7557 | 72.8615 | 1.626 | 60.0915 | 0 | 0
359 | 2.0955 | 0.075899 | 23.6115 | 1201.4309 | 12.7883 | 71.9295 | 1.7168 | 60.0915 | 0 | 0
360 | 2.1842 | -0.32814 | 24.1698 | 1204.4471 | 13.2368 | 71.9448 | 1.7534 | 60.0915 | 0 | 0
361 | 2.3092 | 0.24994 | 21.8845 | 1310.7609 | 10.6776 | 74.3545 | 1.7119 | 63.0915 | 0 | 0
362 | 2.0985 | -0.039216 | 22.8649 | 1271.3434 | 11.4284 | 74.5291 | 1.8544 | 63.0915 | 0 | 0
363 | 1.9697 | -3.5743e-05 | 21.6513 | 1224.4419 | 10.4538 | 71.979 | 1.8678 | 60.0915 | 0 | 0
364 | 2.1441 | 0.47376 | 26.8004 | 1268.4179 | 15.489 | 74.9018 | 1.7 | 63.0915 | 0 | 0
365 | 2.2639 | 0.097335 | 26.7192 | 1195.2776 | 15.7003 | 71.7496 | 1.9518 | 60.0915 | 0 | 0
366 | 2.0462 | -0.10123 | 27.9792 | 1251.5949 | 16.7383 | 72.3691 | 2.0315 | 60.0915 | 0 | 0
367 | 2.3323 | 0.16197 | 26.6745 | 1260.1374 | 15.4776 | 73.3394 | 1.7241 | 60.0915 | 0 | 0
368 | 2.0448 | 0.093759 | 27.1247 | 1248.1142 | 15.7515 | 74.1977 | 1.9014 | 60.0915 | 0 | 0
369 | 2.4338 | -0.0035212 | 23.8069 | 1403.7844 | 11.9741 | 78.6246 | 1.7002 | 66.0915 | 0 | 0
370 | 2.239 | 0.26308 | 25.2517 | 1301.4965 | 13.9046 | 76.025 | 1.6349 | 63.0915 | 0 | 0
371 | 2.0209 | -0.22252 | 24.2547 | 1193.9183 | 13.2663 | 71.7478 | 1.8028 | 60.0915 | 0 | 0
372 | 2.0291 | -0.098411 | 24.3744 | 1239.7472 | 12.9637 | 73.5474 | 2.0075 | 60.0915 | 0 | 0
373 | 2.0194 | 0.025395 | 22.3264 | 1276.3448 | 11.3506 | 73.9084 | 1.5127 | 60.0915 | 0 | 0
374 | 2.0901 | 0.10204 | 23.9854 | 1233.7335 | 12.9424 | 73.1254 | 1.7364 | 60.0915 | 0 | 0
375 | 2.269 | 0.054179 | 26.7011 | 1211.1263 | 15.5051 | 72.0498 | 2.0395 | 60.0915 | 0 | 0
376 | 2.2702 | -0.08296 | 22.6672 | 1245.634 | 11.9378 | 72.6374 | 1.4948 | 60.0915 | 0 | 0
377 | 1.9946 | 0.073077 | 25.1258 | 1234.291 | 13.9108 | 73.2705 | 1.767 | 60.0915 | 0 | 0
378 | 2.1217 | -0.17153 | 23.704 | 1224.5667 | 12.7228 | 72.6977 | 1.7915 | 60.0915 | 0 | 0
379 | 1.9724 | 0.015546 | 24.8725 | 1231.302 | 13.9861 | 72.6655 | 1.5723 | 60.0915 | 0 | 0
380 | 2.1249 | 0.25337 | 22.8661 | 1282.7899 | 11.9138 | 73.5295 | 1.486 | 60.0915 | 0 | 0
381 | 2.0808 | -0.26276 | 26.4195 | 1215.824 | 15.1771 | 72.5295 | 2.0278 | 60.0915 | 0 | 0
382 | 2.0454 | 0.036537 | 22.2673 | 1237.0854 | 11.362 | 72.6172 | 1.6188 | 60.0915 | 0 | 0
383 | 2.1283 | -0.29102 | 21.3136 | 1261.3563 | 10.4383 | 73.5834 | 1.482 | 60.0915 | 0 | 0
384 | 2.1227 | 0.11732 | 22.7494 | 1228.2669 | 11.5338 | 72.2233 | 1.9757 | 60.0915 | 0 | 0
385 | 2.1062 | -0.23885 | 25.2015 | 1249.0899 | 14.0152 | 74.0761 | 1.6837 | 60.0915 | 0 | 0
386 | 1.9462 | -0.26391 | 21.6734 | 1216.6225 | 10.41 | 72.5084 | 1.9571 | 60.0915 | 0 | 0
387 | 2.0464 | -0.041674 | 28.3604 | 1244.2104 | 16.9389 | 74.7858 | 1.9292 | 63.0915 | 0 | 0
388 | 2.1041 | -0.0033044 | 24.0329 | 1223.1018 | 13.1918 | 72.7012 | 1.5743 | 60.0915 | 0 | 0
389 | 2.1082 | -0.046307 | 26.5824 | 1220.8442 | 15.728 | 72.7546 | 1.5906 | 60.0915 | 0 | 0
390 | 2.1245 | -0.1027 | 26.8592 | 1230.4267 | 15.7503 | 72.8493 | 1.8823 | 60.0915 | 0 | 0
391 | 2.1907 | 0.020779 | 21.2676 | 1272.2147 | 10.3039 | 73.164 | 1.5206 | 60.0915 | 0 | 0
392 | 2.1842 | 0.032448 | 25.2049 | 1250.817 | 14.3778 | 72.4946 | 1.6229 | 60.0915 | 0 | 0
393 | 1.949 | -0.25866 | 21.3783 | 1224.2312 | 10.2953 | 71.3375 | 1.9468 | 60.0915 | 0 | 0
394 | 2.1749 | -0.19056 | 21.1908 | 1242.0139 | 10.065 | 72.9264 | 1.6788 | 60.0915 | 0 | 0
395 | 2.251 | 0.068223 | 22.0402 | 1346.296 | 10.2079 | 76.8473 | 1.8393 | 63.0915 | 0 | 0
396 | 1.9216 | 0.14736 | 21.4127 | 1218.3256 | 10.5309 | 73.0001 | 1.5736 | 60.0915 | 0 | 0
397 | 1.9776 | 0.081542 | 24.2308 | 1221.7226 | 13.1216 | 72.199 | 1.9414 | 60.0915 | 0 | 0
398 | 2.0887 | -0.2248 | 25.2795 | 1243.6621 | 13.9331 | 73.9871 | 1.9328 | 60.0915 | 0 | 0
399 | 2.0891 | 0.26996 | 23.5013 | 1267.2351 | 11.9329 | 74.5231 | 2.0335 | 63.0915 | 0 | 0
400 | 2.2125 | 0.42924 | 25.3299 | 1267.3754 | 14.4325 | 73.8759 | 1.5626 | 60.0915 | 0 | 0
401 | 2.049 | -0.2041 | 22.0205 | 1282.8581 | 10.5565 | 74.4097 | 1.927 | 63.0915 | 0 | 0
402 | 2.1455 | 0.22629 | 21.7128 | 1215.6265 | 10.3657 | 72.4258 | 2.0241 | 60.0915 | 0 | 0
403 | 2.1658 | 0.0072374 | 24.2219 | 1175.2289 | 13.2272 | 71.3991 | 1.976 | 60.0915 | 0 | 0
404 | 2.211 | 0.17589 | 22.5991 | 1192.4162 | 11.7493 | 71.4988 | 1.8273 | 60.0915 | 0 | 0
405 | 2.2504 | 0.2425 | 22.1679 | 1229.2336 | 11.3778 | 72.2543 | 1.6453 | 60.0915 | 0 | 0
406 | 2.2591 | 0.16246 | 26.626 | 1262.3345 | 15.2495 | 74.3344 | 1.9344 | 63.0915 | 0 | 0
407 | 2.0681 | 0.22013 | 21.591 | 1219.8044 | 10.592 | 73.1371 | 1.6868 | 60.0915 | 0 | 0
408 | 2.22 | 0.14785 | 23.288 | 1372.2483 | 11.3618 | 77.5907 | 1.9344 | 63.0915 | 0 | 0
409 | 2.0925 | -0.015931 | 25.3549 | 1204.075 | 14.3113 | 72.0361 | 1.8787 | 60.0915 | 0 | 0
410 | 2.1119 | -0.18607 | 26.3878 | 1221.899 | 15.4482 | 72.4618 | 1.6808 | 60.0915 | 0 | 0
411 | 2.2004 | 0.090577 | 23.658 | 1207.6353 | 12.9233 | 72.6091 | 1.4899 | 60.0915 | 0 | 0
412 | 2.0621 | 0.23186 | 21.8234 | 1238.0824 | 10.6142 | 73.2785 | 1.8089 | 60.0915 | 0 | 0
413 | 2.2352 | -0.19394 | 22.7011 | 1249.7138 | 11.8094 | 73.4575 | 1.6134 | 60.0915 | 0 | 0
414 | 2.2099 | -0.24495 | 22.6743 | 1279.7138 | 11.3412 | 74.7941 | 1.7051 | 63.0915 | 0 | 0
415 | 2.1895 | 0.082136 | 22.601 | 1178.8229 | 11.8956 | 71.9558 | 1.6723 | 60.0915 | 0 | 0
416 | 2.2928 | 0.015876 | 23.9622 | 1214.6385 | 12.8954 | 71.179 | 2.0225 | 60.0915 | 0 | 0
417 | 1.9926 | 0.24261 | 24.8587 | 1243.9432 | 13.9356 | 72.8714 | 1.6176 | 60.0915 | 0 | 0
418 | 2.0626 | -0.12285 | 28.0046 | 1311.9885 | 16.4706 | 76.3503 | 1.6891 | 63.0915 | 0 | 0
419 | 2.1282 | 0.29412 | 25.3684 | 1259.1247 | 14.2253 | 74.0816 | 1.7182 | 60.0915 | 0 | 0
420 | 1.9456 | 0.10854 | 21.3321 | 1223.2468 | 10.38 | 72.7027 | 1.6506 | 60.0915 | 0 | 0
421 | 2.2512 | 0.22836 | 27.0589 | 1279.1743 | 15.6205 | 74.3157 | 1.8688 | 63.0915 | 0 | 0
422 | 2.1597 | -0.076856 | 25.4797 | 1267.6529 | 14.2878 | 73.8558 | 1.7654 | 60.0915 | 0 | 0
423 | 2.2769 | 0.012773 | 22.5298 | 1205.0899 | 11.8057 | 71.436 | 1.7205 | 60.0915 | 0 | 0
424 | 2.1607 | 0.26863 | 21.2727 | 1242.405 | 10.3593 | 73.2748 | 1.519 | 60.0915 | 0 | 0
425 | 2.0568 | 0.044915 | 26.1533 | 1206.6007 | 15.181 | 71.4622 | 1.8571 | 60.0915 | 0 | 0
426 | 2.0486 | -0.046248 | 24.0526 | 1192.5082 | 13.163 | 72.0547 | 1.6336 | 60.0915 | 0 | 0
427 | 1.9679 | 0.16061 | 25.6875 | 1244.9867 | 14.1415 | 73.9202 | 2.0638 | 60.0915 | 0 | 0
428 | 2.1437 | -0.0020372 | 22.957 | 1269.4525 | 11.9306 | 74.1422 | 1.554 | 60.0915 | 0 | 0
429 | 2.2753 | 0.13589 | 24.1761 | 1234.7292 | 13.2192 | 71.9569 | 1.8022 | 60.0915 | 0 | 0
430 | 1.9311 | 0.22214 | 22.4703 | 1192.8285 | 11.3957 | 71.3058 | 1.979 | 60.0915 | 0 | 0
431 | 2.2212 | -0.42289 | 22.6149 | 1196.5975 | 11.5525 | 72.3747 | 1.853 | 60.0915 | 0 | 0
432 | 2.1116 | 0.0069041 | 24.3136 | 1274.9724 | 13.0523 | 73.6589 | 1.9334 | 60.0915 | 0 | 0
433 | 2.1443 | 0.065336 | 22.4533 | 1193.983 | 11.4567 | 71.9339 | 1.8574 | 60.0915 | 0 | 0
434 | 2.1583 | 0.0037001 | 23.2404 | 1186.2493 | 12.6533 | 71.5271 | 1.6045 | 60.0915 | 0 | 0
435 | 2.1588 | -0.034764 | 22.6756 | 1222.4664 | 11.5121 | 71.5292 | 1.9658 | 60.0915 | 0 | 0
436 | 2.1516 | 0.16628 | 22.3141 | 1213.3696 | 11.5628 | 73.0158 | 1.5247 | 60.0915 | 0 | 0
437 | 2.0748 | -0.20563 | 21.0163 | 1203.5055 | 10.3399 | 71.2899 | 1.5555 | 60.0915 | 0 | 0
438 | 2.1414 | -0.068272 | 21.7435 | 1265.6036 | 10.4743 | 74.312 | 1.7282 | 63.0915 | 0 | 0
439 | 1.9662 | -0.0003851 | 22.9693 | 1204.7315 | 11.7336 | 72.1469 | 2.0405 | 60.0915 | 0 | 0
440 | 2.3338 | -0.44233 | 26.2492 | 1225.6296 | 15.3815 | 73.0292 | 1.6387 | 60.0915 | 0 | 0
441 | 2.0837 | 0.18969 | 23.8536 | 1190.646 | 12.8621 | 70.9255 | 1.9631 | 60.0915 | 0 | 0
442 | 2.2309 | 0.018028 | 23.1912 | 1232.8643 | 11.9054 | 73.0902 | 2.0299 | 60.0915 | 0 | 0
443 | 2.1164 | -0.6046 | 23.8407 | 1210.1452 | 13.1437 | 71.3712 | 1.6854 | 60.0915 | 0 | 0
444 | 2.0293 | -0.064289 | 26.1159 | 1229.4782 | 15.1994 | 73.0871 | 1.5984 | 60.0915 | 0 | 0
445 | 1.9697 | 0.13348 | 24.0682 | 1275.1713 | 12.7444 | 74.965 | 1.6582 | 63.0915 | 0 | 0
446 | 2.1058 | -0.1924 | 24.4822 | 1270.0737 | 13.1589 | 73.5299 | 1.9186 | 60.0915 | 0 | 0
447 | 2.0301 | 0.10074 | 24.8987 | 1199.2196 | 14.1538 | 72.4864 | 1.5116 | 60.0915 | 0 | 0
448 | 2.165 | 0.096162 | 22.601 | 1253.9571 | 11.3943 | 73.5673 | 1.7874 | 60.0915 | 0 | 0
449 | 2.1234 | -0.32443 | 22.227 | 1223.4671 | 11.3513 | 72.9708 | 1.5912 | 60.0915 | 0 | 0
450 | 2.0581 | 0.0025232 | 22.2533 | 1174.5123 | 11.6271 | 71.2589 | 1.6167 | 60.0915 | 0 | 0
451 | 2.113 | -0.25217 | 27.1796 | 1247.572 | 15.6865 | 74.3909 | 2.0064 | 63.0915 | 0 | 0
452 | 2.0252 | -0.12946 | 26.5169 | 1187.2797 | 15.8541 | 70.636 | 1.701 | 60.0915 | 0 | 0
453 | 2.2004 | 0.076269 | 26.7617 | 1254.7031 | 15.3703 | 74.041 | 1.9073 | 60.0915 | 0 | 0
454 | 1.9379 | 0.020481 | 24.0681 | 1222.3419 | 13.0842 | 72.3667 | 1.6379 | 60.0915 | 0 | 0
455 | 1.99 | -0.20173 | 21.3238 | 1270.3985 | 10.3913 | 73.1866 | 1.5354 | 60.0915 | 0 | 0
456 | 2.1077 | -0.15956 | 24.3547 | 1193.9058 | 13.2505 | 72.291 | 1.8946 | 60.0915 | 0 | 0
457 | 2.2052 | -0.0084661 | 25.3704 | 1266.0686 | 13.9382 | 73.478 | 2.0569 | 60.0915 | 0 | 0
458 | 2.1641 | -0.15733 | 27.0987 | 1301.8708 | 15.7042 | 74.3648 | 1.9104 | 63.0915 | 0 | 0
459 | 2.0859 | 0.2645 | 21.5526 | 1247.5045 | 10.5516 | 73.2105 | 1.6011 | 60.0915 | 0 | 0
460 | 2.2756 | 0.1206 | 26.2866 | 1204.8572 | 15.5144 | 71.5507 | 1.7248 | 60.0915 | 0 | 0
461 | 2.1099 | 0.26219 | 23.1163 | 1225.5341 | 11.8537 | 72.838 | 2.0054 | 60.0915 | 0 | 0
462 | 2.1594 | 0.18398 | 22.6832 | 1235.1153 | 11.6494 | 73.0731 | 1.7766 | 60.0915 | 0 | 0
463 | 2.0111 | 0.19937 | 22.8849 | 1203.455 | 11.9153 | 72.7858 | 1.7387 | 60.0915 | 0 | 0
464 | 2.1309 | -0.16826 | 22.0879 | 1290.2662 | 10.5105 | 74.2905 | 2.0883 | 63.0915 | 0 | 0
465 | 1.9939 | -0.46023 | 26.9214 | 1272.6418 | 15.6433 | 73.0322 | 1.8328 | 60.0915 | 0 | 0
466 | 2.3764 | 0.45526 | 25.3215 | 1266.2765 | 14.0896 | 73.8647 | 1.8505 | 60.0915 | 0 | 0
467 | 2.0899 | -0.10092 | 22.5272 | 1229.212 | 11.6258 | 72.8652 | 1.5796 | 60.0915 | 0 | 0
468 | 2.0209 | 0.045461 | 21.3666 | 1245.27 | 10.3609 | 73.4402 | 1.564 | 60.0915 | 0 | 0
469 | 2.0275 | -0.29159 | 26.389 | 1234.927 | 15.3313 | 74.1342 | 1.5914 | 60.0915 | 0 | 0
470 | 2.0425 | -0.11385 | 21.9015 | 1282.9709 | 10.4107 | 74.0011 | 1.9536 | 60.0915 | 0 | 0
471 | 2.2629 | 0.068658 | 24.0903 | 1230.8124 | 12.9841 | 72.8317 | 1.8357 | 60.0915 | 0 | 0
472 | 2.1795 | 0.14944 | 25.5443 | 1255.988 | 14.1239 | 73.8471 | 1.9195 | 60.0915 | 0 | 0
473 | 2.1938 | 0.23653 | 26.6893 | 1236.3709 | 15.5903 | 74.1069 | 1.6064 | 60.0915 | 0 | 0
474 | 1.9571 | 0.10152 | 25.1497 | 1202.5099 | 14.0013 | 71.6244 | 1.9958 | 60.0915 | 0 | 0
475 | 2.1648 | -0.13346 | 25.6221 | 1246.6639 | 14.5258 | 74.1513 | 1.6595 | 60.0915 | 0 | 0
476 | 2.123 | -0.049585 | 23.8573 | 1277.1224 | 12.6428 | 75.1947 | 1.5901 | 63.0915 | 0 | 0
477 | 2.2458 | -0.071165 | 22.8888 | 1250.1454 | 11.4869 | 73.9927 | 1.9934 | 60.0915 | 0 | 0
478 | 1.8461 | -0.36626 | 21.391 | 1246.9441 | 10.2294 | 71.7833 | 1.9157 | 60.0915 | 0 | 0
479 | 2.0357 | -0.29605 | 26.3145 | 1235.8241 | 15.2437 | 73.2926 | 1.6822 | 60.0915 | 0 | 0
480 | 2.217 | -0.15574 | 21.2633 | 1246.3296 | 10.4733 | 72.5157 | 1.5763 | 60.0915 | 0 | 0
481 | 2.3159 | -0.17403 | 24.6254 | 1261.5578 | 13.2432 | 73.2357 | 2.0492 | 60.0915 | 0 | 0
482 | 2.0736 | 0.12847 | 23.0126 | 1225.5781 | 11.9504 | 72.5875 | 1.8537 | 60.0915 | 0 | 0
483 | 2.1067 | 0.19608 | 24.6879 | 1210.0875 | 13.9669 | 72.1604 | 1.6015 | 60.0915 | 0 | 0
484 | 1.9671 | 0.22552 | 21.6161 | 1244.9866 | 10.3294 | 73.4991 | 1.8305 | 60.0915 | 0 | 0
485 | 2.1708 | 0.090989 | 24.5802 | 1325.3281 | 13.0758 | 75.1415 | 1.9214 | 63.0915 | 0 | 0
486 | 2.0785 | 0.10322 | 21.6044 | 1205.7653 | 10.4384 | 72.2671 | 1.9419 | 60.0915 | 0 | 0
487 | 2.3888 | 0.17604 | 24.4782 | 1289.0829 | 13.1602 | 73.8223 | 1.8558 | 60.0915 | 0 | 0
488 | 2.0619 | 0.089123 | 24.0682 | 1238.4542 | 13.0914 | 73.3511 | 1.6352 | 60.0915 | 0 | 0
489 | 2.0323 | -0.25289 | 23.8406 | 1255.1752 | 12.8961 | 73.1699 | 1.5547 | 60.0915 | 0 | 0
490 | 2.0207 | -0.048238 | 21.72 | 1216.157 | 10.4244 | 72.6828 | 2.0417 | 60.0915 | 0 | 0
491 | 2.1871 | 0.40767 | 23.0168 | 1327.414 | 11.524 | 76.7801 | 1.6193 | 63.0915 | 0 | 0
492 | 2.0808 | 0.082346 | 24.1301 | 1245.6714 | 12.9026 | 73.3138 | 1.7935 | 60.0915 | 0 | 0
493 | 2.186 | 0.11414 | 22.5524 | 1215.0423 | 11.3568 | 72.8964 | 1.8605 | 60.0915 | 0 | 0
494 | 2.0759 | -0.063665 | 26.3895 | 1223.9792 | 15.6537 | 72.008 | 1.4673 | 60.0915 | 0 | 0
495 | 1.9061 | -0.059042 | 21.4522 | 1195.3147 | 10.4015 | 71.2466 | 1.8896 | 60.0915 | 0 | 0
496 | 2.0186 | -0.22661 | 22.5466 | 1200.0717 | 11.8212 | 72.4273 | 1.4969 | 60.0915 | 0 | 0
497 | 2.3268 | 0.17538 | 22.7788 | 1193.052 | 11.9645 | 70.9116 | 1.7648 | 60.0915 | 0 | 0
498 | 2.0277 | 0.34249 | 23.2346 | 1244.0484 | 11.933 | 73.9797 | 1.7392 | 60.0915 | 0 | 0
499 | 2.3413 | -0.12357 | 24.8764 | 1231.9929 | 14.0186 | 73.8431 | 1.4935 | 60.0915 | 0 | 0
500 | 2.0428 | -0.096708 | 28.063 | 1245.7773 | 16.7026 | 73.7718 | 1.941 | 60.0915 | 0 | 0
501 | 2.1313 | -0.19698 | 24.2835 | 1230.0146 | 13.163 | 73.4034 | 1.8826 | 60.0915 | 0 | 0
502 | 2.0615 | 0.080636 | 25.9159 | 1304.2889 | 14.4694 | 74.9238 | 1.7584 | 63.0915 | 0 | 0
503 | 2.0628 | 0.27041 | 24.1026 | 1254.2294 | 12.663 | 73.3753 | 2.0259 | 60.0915 | 0 | 0
504 | 2.149 | 0.3572 | 26.7695 | 1302.1443 | 15.606 | 74.9022 | 1.5161 | 63.0915 | 0 | 0
505 | 2.0769 | 0.21291 | 21.5272 | 1232.2413 | 10.6609 | 72.6009 | 1.6835 | 60.0915 | 0 | 0
506 | 2.0952 | 0.26161 | 21.9221 | 1262.837 | 10.4551 | 73.7211 | 2.0009 | 60.0915 | 0 | 0
507 | 1.9901 | 0.13672 | 22.5083 | 1203.9021 | 11.9031 | 71.8433 | 1.4606 | 60.0915 | 0 | 0
508 | 2.0489 | 0.12798 | 26.8045 | 1204.3572 | 15.5916 | 73.0165 | 1.9271 | 60.0915 | 0 | 0
509 | 2.1424 | 0.066012 | 21.4761 | 1219.6686 | 10.378 | 72.3059 | 1.8694 | 60.0915 | 0 | 0
510 | 2.13 | 0.41523 | 26.9558 | 1287.5125 | 15.5404 | 73.8563 | 1.9057 | 60.0915 | 0 | 0
511 | 2.1605 | -0.42867 | 27.8173 | 1233.7025 | 16.9343 | 71.9866 | 1.795 | 60.0915 | 0 | 0
512 | 1.9407 | -0.11806 | 25.1653 | 1219.5147 | 14.2952 | 71.751 | 1.6555 | 60.0915 | 0 | 0
513 | 2.1549 | 0.043031 | 25.3632 | 1253.8509 | 14.0844 | 73.7229 | 1.7811 | 60.0915 | 0 | 0
514 | 2.1951 | -0.046392 | 22.4482 | 1266.7765 | 11.3763 | 74.4073 | 1.631 | 63.0915 | 0 | 0
515 | 2.1054 | -0.38759 | 25.5545 | 1234.2852 | 14.4257 | 72.5546 | 1.9335 | 60.0915 | 0 | 0
516 | 2.1159 | 0.1826 | 21.692 | 1237.3647 | 10.5206 | 73.3189 | 1.806 | 60.0915 | 0 | 0
517 | 2.1842 | -0.18535 | 26.5864 | 1399.3609 | 14.3524 | 78.4458 | 2.051 | 63.0915 | 0 | 0
518 | 1.9434 | -0.24965 | 25.3674 | 1243.6615 | 14.2468 | 73.4935 | 1.7137 | 60.0915 | 0 | 0
519 | 1.9479 | -0.34662 | 22.1886 | 1185.8214 | 11.3392 | 71.116 | 1.7744 | 60.0915 | 0 | 0
520 | 2.2485 | 0.016634 | 25.3669 | 1310.5948 | 14.0202 | 74.9167 | 1.7616 | 63.0915 | 0 | 0
521 | 2.0224 | -0.15141 | 22.5722 | 1214.6583 | 11.5886 | 72.6602 | 1.8204 | 60.0915 | 0 | 0
522 | 2.0932 | -0.10708 | 22.1446 | 1197.3956 | 11.4208 | 71.6577 | 1.5071 | 60.0915 | 0 | 0
523 | 2.0225 | 0.20351 | 22.9603 | 1254.3048 | 11.9648 | 73.4823 | 1.5946 | 60.0915 | 0 | 0
524 | 2.0263 | 0.070433 | 23.0154 | 1254.5586 | 11.8307 | 73.4491 | 1.7862 | 60.0915 | 0 | 0
525 | 2.2002 | 0.15528 | 22.6611 | 1292.7301 | 11.3378 | 75.5944 | 1.6482 | 63.0915 | 0 | 0
526 | 1.89 | -0.33468 | 25.1528 | 1167.6872 | 14.3566 | 70.2195 | 1.9947 | 60.0915 | 0 | 0
527 | 2.1674 | 0.25175 | 22.0934 | 1286.782 | 10.6609 | 74.5756 | 1.8456 | 63.0915 | 0 | 0
528 | 2.1169 | -0.13121 | 22.6171 | 1165.6929 | 11.7268 | 70.3696 | 1.9608 | 60.0915 | 0 | 0
529 | 2.1285 | -0.063732 | 24.8475 | 1258.1403 | 13.8761 | 74.2695 | 1.5266 | 63.0915 | 0 | 0
530 | 2.2765 | -0.14565 | 26.8301 | 1256.0009 | 15.636 | 73.5485 | 1.808 | 60.0915 | 0 | 0
531 | 2.0055 | -0.2063 | 21.6108 | 1225.9498 | 10.5902 | 72.5373 | 1.685 | 60.0915 | 0 | 0
532 | 2.139 | -0.094253 | 22.3209 | 1353.9231 | 10.6637 | 76.4732 | 1.9097 | 63.0915 | 0 | 0
533 | 2.0048 | 0.0018537 | 25.9086 | 1234.4125 | 15.2035 | 72.9719 | 1.4729 | 60.0915 | 0 | 0
534 | 2.219 | 0.17028 | 25.2574 | 1244.614 | 14.3161 | 72.9111 | 1.6226 | 60.0915 | 0 | 0
535 | 2.1509 | 0.086416 | 26.9759 | 1229.2348 | 15.7139 | 73.9719 | 1.8602 | 60.0915 | 0 | 0
536 | 2.1402 | 0.35203 | 22.5075 | 1231.3101 | 11.4503 | 73.3144 | 1.6742 | 60.0915 | 0 | 0
537 | 2.0433 | -0.041547 | 26.6907 | 1317.3765 | 15.4631 | 74.1944 | 1.6662 | 60.0915 | 0 | 0
538 | 2.0545 | -0.20034 | 25 | 1217.5499 | 13.956 | 72.3503 | 1.8437 | 60.0915 | 0 | 0
539 | 2.2596 | 0.42984 | 24.1284 | 1265.8112 | 12.9467 | 73.7408 | 1.7814 | 60.0915 | 0 | 0
540 | 2.0298 | -0.0085175 | 22.8527 | 1267.2672 | 11.5486 | 74.7916 | 1.7634 | 63.0915 | 0 | 0
541 | 2.0973 | 0.095032 | 26.5623 | 1264.8331 | 15.242 | 73.4337 | 1.9486 | 60.0915 | 0 | 0
542 | 2.0902 | -0.0184 | 22.531 | 1180.9979 | 11.6696 | 72.0373 | 1.7489 | 60.0915 | 0 | 0
543 | 1.8911 | 0.065405 | 21.1591 | 1230.974 | 10.3205 | 72.6236 | 1.5423 | 60.0915 | 0 | 0
544 | 2.2761 | 0.18595 | 27.6099 | 1338.4088 | 15.7783 | 77.0591 | 1.9463 | 63.0915 | 0 | 0
545 | 1.9183 | 0.026516 | 23.1339 | 1232.779 | 11.8807 | 73.3624 | 1.844 | 60.0915 | 0 | 0
546 | 2.0642 | 0.10386 | 22.6024 | 1219.6355 | 11.8013 | 72.4955 | 1.5685 | 60.0915 | 0 | 0
547 | 2.2366 | 0.3586 | 24.1879 | 1222.1457 | 12.7849 | 72.9244 | 2.0577 | 60.0915 | 0 | 0
548 | 2.1278 | -0.13159 | 26.8009 | 1258.0607 | 15.823 | 73.2761 | 1.7246 | 60.0915 | 0 | 0
549 | 2.0175 | -0.10743 | 22.1091 | 1245.3922 | 10.6079 | 74.3145 | 1.9438 | 63.0915 | 0 | 0
550 | 2.0826 | 0.27347 | 24.4512 | 1298.5929 | 13.1113 | 74.4339 | 1.8694 | 63.0915 | 0 | 0
551 | 1.9871 | 0.35985 | 23.1683 | 1224.8138 | 11.8392 | 73.2117 | 1.9392 | 60.0915 | 0 | 0
552 | 1.974 | -0.16512 | 24.533 | 1257.7743 | 13.2333 | 73.6501 | 1.8225 | 60.0915 | 0 | 0
553 | 2.0163 | -0.27442 | 22.3784 | 1198.0492 | 11.6086 | 72.5418 | 1.6163 | 60.0915 | 0 | 0
554 | 2.3778 | 0.044423 | 21.6188 | 1250.5211 | 10.4033 | 72.2908 | 2.0123 | 60.0915 | 0 | 0
555 | 1.9614 | -0.31071 | 23.7172 | 1194.3724 | 12.6312 | 71.8494 | 2.0397 | 60.0915 | 0 | 0
556 | 2.2408 | 0.079077 | 23.9138 | 1283.9842 | 12.9365 | 73.8109 | 1.5322 | 60.0915 | 0 | 0
557 | 1.9707 | -0.13025 | 23.8608 | 1225.1801 | 12.7867 | 71.5445 | 1.9771 | 60.0915 | 0 | 0
558 | 2.1444 | 0.017934 | 22.4341 | 1251.5915 | 11.2928 | 72.6725 | 1.7799 | 60.0915 | 0 | 0
559 | 1.8881 | -0.26357 | 22.6233 | 1183.7503 | 11.8337 | 71.3517 | 1.6372 | 60.0915 | 0 | 0
560 | 2.1964 | -0.067937 | 24.9161 | 1219.402 | 14.1129 | 73.246 | 1.4815 | 60.0915 | 0 | 0
561 | 1.9592 | 0.021238 | 24.9713 | 1221.3888 | 14.0368 | 71.7486 | 1.7567 | 60.0915 | 0 | 0
562 | 2.1546 | 0.3738 | 23.0641 | 1276.5819 | 11.9239 | 74.5982 | 1.5149 | 63.0915 | 0 | 0
563 | 2.1888 | -0.27374 | 22.6262 | 1268.0523 | 11.5801 | 73.1094 | 1.7056 | 60.0915 | 0 | 0
564 | 2.0041 | 0.048877 | 22.8459 | 1221.4987 | 11.6358 | 72.1504 | 1.987 | 60.0915 | 0 | 0
565 | 2.1374 | 0.11828 | 24.0982 | 1223.9502 | 12.8452 | 72.7861 | 2.016 | 60.0915 | 0 | 0
566 | 2.3045 | 0.37777 | 24.5057 | 1287.0681 | 12.9774 | 75.1743 | 1.9925 | 63.0915 | 0 | 0
567 | 2.1195 | -0.06485 | 26.6862 | 1297.5865 | 15.4006 | 74.5675 | 1.7403 | 63.0915 | 0 | 0
568 | 2.0884 | 0.084791 | 26.9619 | 1285.2785 | 15.431 | 75.0092 | 1.898 | 63.0915 | 0 | 0
569 | 1.9465 | -0.10716 | 26.3176 | 1230.1123 | 15.4588 | 73.319 | 1.506 | 60.0915 | 0 | 0
570 | 2.0037 | -0.20597 | 23.561 | 1222.5546 | 12.6579 | 72.937 | 1.5582 | 60.0915 | 0 | 0
571 | 2.1283 | 0.033297 | 25.9339 | 1243.0823 | 14.4759 | 73.4176 | 2.0204 | 60.0915 | 0 | 0
572 | 2.1653 | -0.38271 | 23.9813 | 1216.4214 | 12.9928 | 73.353 | 1.6998 | 60.0915 | 0 | 0
573 | 2.168 | -0.096966 | 22.4593 | 1213.603 | 11.4391 | 72.4878 | 1.7601 | 60.0915 | 0 | 0
574 | 2.0113 | 0.019394 | 27.0268 | 1219.0109 | 15.7965 | 72.9547 | 1.868 | 60.0915 | 0 | 0
575 | 2.1867 | 0.035043 | 21.8603 | 1247.182 | 10.3724 | 73.9683 | 2.019 | 60.0915 | 0 | 0
576 | 2.0134 | 0.029953 | 22.9038 | 1218.7111 | 11.6608 | 72.4101 | 2.0379 | 60.0915 | 0 | 0
577 | 2.1207 | -0.006341 | 27.5742 | 1185.977 | 16.8343 | 71.3041 | 1.6712 | 60.0915 | 0 | 0
578 | 2.1212 | 0.12205 | 26.4183 | 1249.1418 | 15.3477 | 74.112 | 1.6705 | 60.0915 | 0 | 0
579 | 2.2034 | -0.1301 | 22.1712 | 1204.0759 | 11.3235 | 71.4733 | 1.7697 | 60.0915 | 0 | 0
580 | 2.1391 | -0.18806 | 27.4917 | 1281.3232 | 16.526 | 74.0964 | 1.4908 | 60.0915 | 0 | 0
581 | 2.0526 | -0.21705 | 22.3015 | 1196.0913 | 11.4507 | 71.8227 | 1.7117 | 60.0915 | 0 | 0
582 | 2.0968 | 0.08644 | 26.1533 | 1216.0906 | 15.2837 | 72.3216 | 1.6344 | 60.0915 | 0 | 0
583 | 2.2015 | 0.17586 | 21.428 | 1222.9235 | 10.4711 | 73.0554 | 1.6053 | 60.0915 | 0 | 0
584 | 2.0971 | -0.0059393 | 26.4097 | 1214.9285 | 15.5135 | 72.108 | 1.6964 | 60.0915 | 0 | 0
585 | 2.2156 | 0.38937 | 23.3711 | 1333.0686 | 11.8423 | 76.009 | 1.8366 | 63.0915 | 0 | 0
586 | 2.1693 | 0.33934 | 25.8863 | 1299.666 | 14.2939 | 74.1354 | 2.054 | 60.0915 | 0 | 0
587 | 2.1297 | -0.058746 | 22.5304 | 1204.3793 | 11.8124 | 71.6968 | 1.5672 | 60.0915 | 0 | 0
588 | 2.0517 | -0.041905 | 26.6513 | 1216.5811 | 15.6368 | 71.6205 | 1.9468 | 60.0915 | 0 | 0
589 | 2.2145 | 0.044046 | 25.2011 | 1280.8869 | 14.0223 | 74.1949 | 1.6645 | 60.0915 | 0 | 0
590 | 2.1283 | 0.10534 | 24.858 | 1193.8308 | 14.0338 | 72.1406 | 1.6368 | 60.0915 | 0 | 0
591 | 2.0467 | -0.040129 | 23.8863 | 1202.2671 | 13.2503 | 71.5595 | 1.5226 | 60.0915 | 0 | 0
592 | 2.0501 | -0.19985 | 26.0489 | 1177.4619 | 15.6704 | 70.9217 | 1.4578 | 60.0915 | 0 | 0
593 | 2.1044 | 0.11933 | 27.9246 | 1253.819 | 16.6977 | 74.7904 | 1.6528 | 63.0915 | 0 | 0
594 | 2.3225 | 0.056836 | 28.2142 | 1259.5021 | 16.9144 | 73.9711 | 1.8786 | 60.0915 | 0 | 0
595 | 2.1427 | -0.24832 | 22.2638 | 1157.3566 | 11.8711 | 70.201 | 1.4832 | 60.0915 | 0 | 0
596 | 2.2814 | 0.32537 | 26.772 | 1243.2006 | 15.7903 | 72.6089 | 1.731 | 60.0915 | 0 | 0
597 | 2.106 | -0.26011 | 22.7053 | 1239.1718 | 11.7176 | 73.3486 | 1.5846 | 60.0915 | 0 | 0
598 | 2.118 | -0.017805 | 27.4041 | 1202.0139 | 16.5154 | 72.3613 | 1.6483 | 60.0915 | 0 | 0
599 | 1.9257 | -0.1957 | 26.4576 | 1209.6536 | 15.5447 | 71.3954 | 1.8104 | 60.0915 | 0 | 0
600 | 1.9778 | -0.0057236 | 22.6882 | 1202.5513 | 11.4454 | 72.7917 | 1.9832 | 60.0915 | 0 | 0
601 | 2.1711 | 0.069379 | 24.2694 | 1279.2879 | 12.9825 | 74.016 | 1.8548 | 60.0915 | 0 | 0
602 | 2.1622 | 0.16497 | 23.1607 | 1256.7278 | 11.8742 | 73.3756 | 1.9462 | 60.0915 | 0 | 0
603 | 2.0718 | -0.066921 | 22.5432 | 1197.4858 | 11.5751 | 72.2986 | 1.751 | 60.0915 | 0 | 0
604 | 2.2453 | -0.26553 | 22.9116 | 1301.3439 | 11.3863 | 74.3216 | 2.0502 | 63.0915 | 0 | 0
605 | 2.1231 | 0.006618 | 23.9454 | 1248.3945 | 12.9005 | 73.2652 | 1.7688 | 60.0915 | 0 | 0
606 | 2.3176 | 0.12486 | 26.7821 | 1247.2858 | 15.5885 | 72.5113 | 1.9066 | 60.0915 | 0 | 0
607 | 2.0292 | -0.21416 | 21.4035 | 1197.74 | 10.4648 | 71.8993 | 1.7734 | 60.0915 | 0 | 0
608 | 2.0592 | -0.26297 | 23.3145 | 1222.8532 | 12.5939 | 72.2173 | 1.5127 | 60.0915 | 0 | 0
609 | 2.225 | 0.087854 | 21.221 | 1164.5506 | 10.542 | 70.3435 | 1.7236 | 60.0915 | 0 | 0
610 | 2.0906 | 0.054983 | 21.54 | 1242.6043 | 10.5346 | 72.255 | 1.7239 | 60.0915 | 0 | 0
611 | 2.1983 | -0.20473 | 23.1126 | 1169.4122 | 12.681 | 70.084 | 1.4887 | 60.0915 | 0 | 0
612 | 2.0487 | -0.076285 | 24.9321 | 1186.7016 | 13.8938 | 71.3552 | 1.9492 | 60.0915 | 0 | 0
613 | 2.2223 | -0.041666 | 21.827 | 1306.7065 | 10.0491 | 74.4381 | 2.0894 | 63.0915 | 0 | 0
614 | 2.112 | 0.35463 | 23.7178 | 1237.171 | 12.8775 | 73.3617 | 1.5173 | 60.0915 | 0 | 0
615 | 2.1268 | -0.11515 | 26.7511 | 1291.4607 | 15.4546 | 74.7382 | 1.69 | 63.0915 | 0 | 0
616 | 2.0699 | -0.16451 | 22.7344 | 1229.2743 | 11.8354 | 72.4332 | 1.6515 | 60.0915 | 0 | 0
617 | 2.2014 | 0.18559 | 24.416 | 1275.4889 | 12.9724 | 74.299 | 1.9586 | 63.0915 | 0 | 0
618 | 2.2157 | 0.14931 | 23.8928 | 1251.3294 | 12.7611 | 73.4782 | 1.8184 | 60.0915 | 0 | 0
619 | 2.1552 | 0.016052 | 21.2975 | 1186.5371 | 10.4157 | 70.6407 | 1.9166 | 60.0915 | 0 | 0
620 | 2.1168 | 0.34529 | 21.858 | 1278.8794 | 10.5562 | 74.9493 | 1.7206 | 63.0915 | 0 | 0
621 | 2.1979 | -0.28203 | 27.707 | 1207.449 | 16.6801 | 72.0089 | 1.9099 | 60.0915 | 0 | 0
622 | 2.0674 | 0.15179 | 25.4389 | 1236.7791 | 14.2599 | 73.8233 | 1.6834 | 60.0915 | 0 | 0
623 | 2.2117 | -0.33736 | 27.6888 | 1255.6356 | 16.4742 | 72.5591 | 1.8985 | 60.0915 | 0 | 0
624 | 2.1959 | 0.10919 | 26.6201 | 1235.3645 | 15.5737 | 73.5943 | 1.7116 | 60.0915 | 0 | 0
625 | 2.0568 | 0.073411 | 22.6435 | 1226.2682 | 11.8553 | 73.0001 | 1.5015 | 60.0915 | 0 | 0
626 | 1.9196 | -0.17757 | 25.2894 | 1200.6198 | 14.2358 | 72.2788 | 1.8171 | 60.0915 | 0 | 0
627 | 2.1209 | -0.25614 | 28.2033 | 1215.686 | 17.1032 | 73.1207 | 1.8665 | 60.0915 | 0 | 0
628 | 2.0628 | 0.15863 | 25.1241 | 1268.9827 | 14.2199 | 74.036 | 1.4861 | 60.0915 | 0 | 0
629 | 2.1209 | 0.31025 | 22.7938 | 1275.0025 | 11.6553 | 74.758 | 1.5729 | 63.0915 | 0 | 0
630 | 2.1006 | -0.16503 | 27.5622 | 1183.053 | 16.7596 | 71.152 | 1.8102 | 60.0915 | 0 | 0
631 | 2.2335 | 0.066334 | 22.6999 | 1247.6218 | 11.7247 | 73.3331 | 1.6997 | 60.0915 | 0 | 0
632 | 2.2523 | 0.086906 | 25.3824 | 1254.8725 | 14.1428 | 73.6178 | 1.869 | 60.0915 | 0 | 0
633 | 2.0375 | 0.24779 | 22.6791 | 1235.5637 | 11.5204 | 72.977 | 1.8289 | 60.0915 | 0 | 0
634 | 2.0865 | -0.015889 | 26.1581 | 1204.7102 | 15.5027 | 71.5732 | 1.5897 | 60.0915 | 0 | 0
635 | 1.9823 | 0.0052192 | 23.6756 | 1163.9969 | 13.0197 | 70.9789 | 1.6782 | 60.0915 | 0 | 0
636 | 1.9371 | -0.13439 | 25.3374 | 1205.5219 | 14.1961 | 71.9873 | 1.9145 | 60.0915 | 0 | 0
637 | 2.0293 | -0.093672 | 23.1525 | 1235.9281 | 11.9649 | 73.4381 | 1.8763 | 60.0915 | 0 | 0
638 | 2.2356 | 0.0096927 | 22.8334 | 1280.5841 | 11.3579 | 74.1445 | 1.9713 | 60.0915 | 0 | 0
639 | 1.8887 | -0.31062 | 25.1933 | 1169.1758 | 14.2866 | 71.067 | 1.8931 | 60.0915 | 0 | 0
640 | 2.0622 | -0.13921 | 22.5051 | 1212.6093 | 11.3387 | 72.2174 | 1.9 | 60.0915 | 0 | 0
641 | 2.1391 | 0.058967 | 26.6265 | 1259.0498 | 15.2411 | 73.7863 | 1.9272 | 60.0915 | 0 | 0
642 | 2.1221 | -0.013349 | 21.5328 | 1229.6162 | 10.5168 | 72.1131 | 1.8461 | 60.0915 | 0 | 0
643 | 2.0435 | 0.13797 | 24.1919 | 1235.4986 | 12.9974 | 72.4815 | 1.9563 | 60.0915 | 0 | 0
644 | 1.9981 | 0.00060213 | 26.3664 | 1206.4232 | 15.6422 | 71.7395 | 1.4766 | 60.0915 | 0 | 0
645 | 2.1896 | -0.099782 | 21.5481 | 1248.1032 | 10.6413 | 73.772 | 1.5035 | 60.0915 | 0 | 0
646 | 2.1032 | -0.03756 | 22.4955 | 1262.958 | 11.5615 | 73.8318 | 1.4882 | 60.0915 | 0 | 0
647 | 1.8794 | 0.10231 | 24.7951 | 1190.7474 | 13.9233 | 70.8967 | 1.8294 | 60.0915 | 0 | 0
648 | 2.1781 | 0.063778 | 23.6164 | 1189.9024 | 13.0459 | 71.4722 | 1.5345 | 60.0915 | 0 | 0
649 | 1.8873 | 0.047287 | 21.3626 | 1170.7009 | 10.4705 | 71.0602 | 1.8186 | 60.0915 | 0 | 0
650 | 1.9999 | -0.062759 | 24.1015 | 1252.0558 | 12.8386 | 73.7505 | 1.8156 | 60.0915 | 0 | 0
651 | 1.9913 | 0.070789 | 26.2095 | 1190.8618 | 15.5218 | 71.2031 | 1.5845 | 60.0915 | 0 | 0
652 | 2.0329 | 0.31797 | 24.9039 | 1326.3605 | 13.1034 | 75.2937 | 2.0516 | 63.0915 | 0 | 0
653 | 2.091 | -0.12965 | 24.2514 | 1213.4272 | 13.0442 | 72.4421 | 1.9354 | 60.0915 | 0 | 0
654 | 1.9531 | -0.34366 | 23.1253 | 1243.8997 | 11.5686 | 74.4747 | 2.0928 | 63.0915 | 0 | 0
655 | 2.0264 | 0.029749 | 22.8031 | 1239.1913 | 11.8194 | 73.1102 | 1.5693 | 60.0915 | 0 | 0
656 | 2.0605 | 0.047774 | 27.6251 | 1290.2309 | 16.5066 | 74.5088 | 1.5948 | 63.0915 | 0 | 0
657 | 2.1815 | 0.024598 | 24.1171 | 1221.6781 | 12.9851 | 72.3511 | 1.9261 | 60.0915 | 0 | 0
658 | 2.3084 | -0.25541 | 24.1635 | 1226.7462 | 12.9742 | 73.4814 | 1.8677 | 60.0915 | 0 | 0
659 | 2.1897 | 0.11266 | 21.65 | 1193.5788 | 10.6899 | 71.7925 | 1.7646 | 60.0915 | 0 | 0
660 | 2.0731 | -0.25161 | 22.1345 | 1256.8486 | 10.5917 | 73.9151 | 2.0527 | 60.0915 | 0 | 0
661 | 1.838 | -0.20472 | 22.1689 | 1205.6434 | 11.3527 | 72.4416 | 1.5199 | 60.0915 | 0 | 0
662 | 2.0386 | -0.087225 | 26.9543 | 1256.4019 | 15.7363 | 72.984 | 1.8004 | 60.0915 | 0 | 0
663 | 2.0827 | -0.062281 | 25.7168 | 1257.9558 | 14.5557 | 74.7259 | 1.5792 | 63.0915 | 0 | 0
664 | 2.3192 | 0.023168 | 25.3056 | 1208.2567 | 14.4796 | 72.9444 | 1.5837 | 60.0915 | 0 | 0
665 | 2.2852 | -0.15889 | 22.9516 | 1250.0311 | 11.8305 | 73.205 | 1.7638 | 60.0915 | 0 | 0
666 | 2.2029 | 0.064951 | 24.3099 | 1282.2277 | 13.2354 | 74.0818 | 1.6049 | 60.0915 | 0 | 0
667 | 2.0314 | -0.30287 | 26.5928 | 1230.6428 | 15.6674 | 73.446 | 1.5088 | 60.0915 | 0 | 0
668 | 2.0482 | -0.07934 | 23.6937 | 1215.111 | 12.594 | 72.9738 | 1.8184 | 60.0915 | 0 | 0
669 | 2.2804 | -0.16116 | 21.5608 | 1243.6555 | 10.5157 | 72.9007 | 1.7813 | 60.0915 | 0 | 0
670 | 1.985 | -0.070804 | 26.424 | 1250.1103 | 15.289 | 72.282 | 1.8404 | 60.0915 | 0 | 0
671 | 2.0429 | 0.10557 | 25.4041 | 1255.7542 | 14.526 | 73.3399 | 1.54 | 60.0915 | 0 | 0
672 | 2.0776 | 0.3429 | 26.9299 | 1258.2862 | 15.4266 | 74.366 | 1.8889 | 63.0915 | 0 | 0
673 | 2.1707 | -0.25498 | 22.9035 | 1255.3194 | 11.8243 | 73.9194 | 1.6527 | 60.0915 | 0 | 0
674 | 2.205 | 0.29465 | 21.8222 | 1226.2255 | 10.6884 | 73.0712 | 1.786 | 60.0915 | 0 | 0
675 | 2.2444 | 0.33013 | 23.344 | 1375.288 | 11.3961 | 77.2459 | 1.9855 | 63.0915 | 0 | 0
676 | 1.9618 | -0.33891 | 25.8692 | 1179.4221 | 15.1731 | 71.0004 | 1.6359 | 60.0915 | 0 | 0
677 | 2.1502 | 0.062881 | 22.645 | 1258.2972 | 11.6418 | 74.146 | 1.5478 | 60.0915 | 0 | 0
678 | 2.0209 | -0.12483 | 25.0562 | 1237.042 | 14.0476 | 72.868 | 1.7059 | 60.0915 | 0 | 0
679 | 1.9118 | -0.33491 | 25.008 | 1205.556 | 13.9268 | 71.75 | 1.9494 | 60.0915 | 0 | 0
680 | 2.0937 | -0.0063902 | 25.3145 | 1236.3802 | 14.3809 | 73.0293 | 1.6502 | 60.0915 | 0 | 0
681 | 2.0884 | 0.23944 | 26.791 | 1241.3455 | 15.8187 | 74.2346 | 1.4958 | 60.0915 | 0 | 0
682 | 2.1737 | -0.32403 | 27.1368 | 1274.0148 | 15.815 | 74.2153 | 1.7657 | 60.0915 | 0 | 0
683 | 2.0645 | -0.058359 | 23.8807 | 1226.7416 | 12.7238 | 71.8825 | 1.976 | 60.0915 | 0 | 0
684 | 2.1637 | 0.0087172 | 23.5253 | 1268.8362 | 12.759 | 72.9581 | 1.5034 | 60.0915 | 0 | 0
685 | 2.0637 | 0.3535 | 22.5646 | 1253.403 | 11.4582 | 73.8266 | 1.6637 | 60.0915 | 0 | 0
686 | 1.9909 | -0.24893 | 23.5375 | 1190.1202 | 12.8599 | 71.6058 | 1.5503 | 60.0915 | 0 | 0
687 | 2.1184 | 0.071661 | 24.0322 | 1320.457 | 12.7027 | 75.1293 | 1.6859 | 63.0915 | 0 | 0
688 | 2.224 | 0.079233 | 26.7043 | 1251.6242 | 15.7078 | 74.0698 | 1.6263 | 60.0915 | 0 | 0
689 | 2.1413 | 0.085906 | 22.6734 | 1217.0819 | 11.4462 | 73.5574 | 1.8865 | 60.0915 | 0 | 0
690 | 2.1189 | 0.032282 | 22.9684 | 1275.4921 | 11.5805 | 74.0975 | 1.9757 | 60.0915 | 0 | 0
691 | 1.9058 | -0.16789 | 26.6709 | 1245.6117 | 15.3737 | 73.202 | 1.9916 | 60.0915 | 0 | 0
692 | 2.2071 | 0.18498 | 26.5133 | 1243.4707 | 15.3125 | 74.1891 | 1.7538 | 60.0915 | 0 | 0
693 | 2.169 | 0.072711 | 23.9088 | 1183.7193 | 12.9089 | 71.257 | 1.9462 | 60.0915 | 0 | 0
694 | 2.1899 | 0.14978 | 22.7562 | 1241.9114 | 11.4231 | 74.4485 | 1.9219 | 63.0915 | 0 | 0
695 | 2.0768 | -0.13335 | 22.5984 | 1226.9155 | 11.8973 | 72.1419 | 1.4866 | 60.0915 | 0 | 0
696 | 2.1073 | -0.14209 | 22.8916 | 1253.5455 | 11.409 | 73.8375 | 2.0256 | 60.0915 | 0 | 0
697 | 2.1089 | 0.057046 | 23.4386 | 1180.3773 | 12.9798 | 70.4049 | 1.4975 | 60.0915 | 0 | 0
698 | 2.0435 | -0.19841 | 23.8891 | 1197.8863 | 13.195 | 71.5762 | 1.5478 | 60.0915 | 0 | 0
699 | 2.2672 | 0.004007 | 23.6663 | 1228.6484 | 13.0481 | 71.4676 | 1.5985 | 60.0915 | 0 | 0
700 | 2.163 | -0.02952 | 21.509 | 1258.3863 | 10.3285 | 73.8745 | 1.7291 | 60.0915 | 0 | 0
701 | 2.3176 | 0.15274 | 22.9762 | 1255.6634 | 11.6475 | 73.4211 | 1.9588 | 60.0915 | 0 | 0
702 | 2.0953 | -0.13166 | 23.2518 | 1210.6454 | 12.635 | 71.3814 | 1.5184 | 60.0915 | 0 | 0
703 | 1.9778 | -0.25862 | 23.1451 | 1221.871 | 11.9545 | 72.5386 | 1.9703 | 60.0915 | 0 | 0
704 | 2.0723 | 0.021692 | 22.7292 | 1223.1613 | 11.4361 | 72.5287 | 1.9957 | 60.0915 | 0 | 0
705 | 2.2143 | 0.046087 | 24.5919 | 1233.0702 | 13.2689 | 73.1748 | 1.9095 | 60.0915 | 0 | 0
706 | 2.205 | 0.33078 | 25.5803 | 1280.0461 | 14.3795 | 73.677 | 1.8584 | 60.0915 | 0 | 0
707 | 2.0655 | -0.24832 | 26.4848 | 1213.5262 | 15.6564 | 72.8247 | 1.5093 | 60.0915 | 0 | 0
708 | 2.1718 | 0.0040328 | 21.6778 | 1236.3004 | 10.5928 | 73.0432 | 1.726 | 60.0915 | 0 | 0
709 | 2.2288 | 0.23514 | 24.4845 | 1236.8804 | 13.1533 | 73.1572 | 1.9232 | 60.0915 | 0 | 0
710 | 2.008 | -0.025899 | 25.6289 | 1233.4602 | 14.353 | 72.9978 | 1.9907 | 60.0915 | 0 | 0
711 | 2.205 | -0.038215 | 23.9563 | 1231.9235 | 12.8843 | 73.6717 | 1.7453 | 60.0915 | 0 | 0
712 | 2.0735 | 0.30875 | 23.2547 | 1243.8421 | 11.8138 | 73.8409 | 2.0887 | 60.0915 | 0 | 0
713 | 1.9697 | -0.052483 | 25.2451 | 1223.2685 | 13.896 | 73.0188 | 2.0074 | 60.0915 | 0 | 0
714 | 1.9693 | -0.15049 | 25.478 | 1273.5602 | 14.2829 | 73.9598 | 1.6576 | 60.0915 | 0 | 0
715 | 2.1221 | 0.027966 | 26.4873 | 1218.1998 | 15.1736 | 72.5132 | 2.0324 | 60.0915 | 0 | 0
716 | 2.0843 | 0.1258 | 23.7289 | 1194.8789 | 12.6711 | 71.4047 | 1.9791 | 60.0915 | 0 | 0
717 | 2.1037 | 0.0018018 | 22.8533 | 1245.1013 | 11.7275 | 73.2523 | 1.7957 | 60.0915 | 0 | 0
718 | 1.9679 | -0.23439 | 23.9749 | 1253.8623 | 13.1249 | 72.3814 | 1.5564 | 60.0915 | 0 | 0
719 | 2.1261 | 0.088451 | 26.5308 | 1237.1767 | 15.5133 | 73.4122 | 1.6518 | 60.0915 | 0 | 0
720 | 2.1116 | 0.064757 | 22.5102 | 1232.9634 | 11.8626 | 72.3244 | 1.5075 | 60.0915 | 0 | 0
721 | 2.1334 | 0.021058 | 24.3168 | 1224.7001 | 12.9842 | 73.264 | 1.9269 | 60.0915 | 0 | 0
722 | 2.0282 | -0.21052 | 26.2644 | 1232.692 | 15.2165 | 72.7515 | 1.7416 | 60.0915 | 0 | 0
723 | 1.9375 | -0.042501 | 23.7226 | 1226.2212 | 12.6242 | 72.5512 | 1.8452 | 60.0915 | 0 | 0
724 | 2.1947 | 0.191 | 23.3179 | 1275.6221 | 11.7235 | 74.2618 | 2.0524 | 63.0915 | 0 | 0
725 | 2.0557 | -0.046965 | 24.4776 | 1214.6328 | 13.1324 | 73.0039 | 2.0714 | 60.0915 | 0 | 0
726 | 1.9135 | -0.24548 | 25.1534 | 1184.7857 | 14.5229 | 70.739 | 1.591 | 60.0915 | 0 | 0
727 | 1.9961 | -0.22508 | 24.2705 | 1217.2157 | 13.1276 | 72.8189 | 1.9544 | 60.0915 | 0 | 0
728 | 1.9686 | 0.14383 | 21.6477 | 1233.132 | 10.5408 | 72.4473 | 1.7426 | 60.0915 | 0 | 0
729 | 1.9532 | -0.27086 | 24.0303 | 1211.5815 | 13.1132 | 72.1138 | 1.6274 | 60.0915 | 0 | 0
730 | 1.9256 | 0.052983 | 26.8239 | 1237.4167 | 15.3616 | 72.955 | 2.0178 | 60.0915 | 0 | 0
731 | 1.8919 | -0.056126 | 22.1919 | 1200.4496 | 11.7115 | 71.0101 | 1.4611 | 60.0915 | 0 | 0
732 | 2.2997 | -0.10617 | 22.998 | 1334.8532 | 11.4356 | 77.2067 | 1.646 | 63.0915 | 0 | 0
733 | 2.1009 | 0.15911 | 22.621 | 1230.2733 | 11.7415 | 72.1564 | 1.7666 | 60.0915 | 0 | 0
734 | 2.0173 | -0.24586 | 21.8047 | 1205.7005 | 10.6209 | 71.8678 | 2.0342 | 60.0915 | 0 | 0
735 | 2.078 | -0.025803 | 24.9544 | 1205.559 | 14.024 | 72.4752 | 1.7508 | 60.0915 | 0 | 0
736 | 1.9679 | 0.14025 | 26.6878 | 1274.3081 | 15.4529 | 74.815 | 1.5904 | 63.0915 | 0 | 0
737 | 2.1761 | -0.008734 | 26.4548 | 1254.5189 | 15.4221 | 73.5392 | 1.5677 | 60.0915 | 0 | 0
738 | 1.9228 | 0.10007 | 23.8509 | 1182.6443 | 13.0954 | 70.9291 | 1.746 | 60.0915 | 0 | 0
739 | 2.2466 | 0.099686 | 24.7502 | 1224.4232 | 14.0683 | 72.0862 | 1.5875 | 60.0915 | 0 | 0
740 | 2.12 | 0.025861 | 24.2412 | 1239.8975 | 13.1369 | 73.3456 | 1.624 | 60.0915 | 0 | 0
741 | 2.147 | -0.064483 | 21.7465 | 1266.2002 | 10.6498 | 74.2978 | 1.5501 | 63.0915 | 0 | 0
742 | 2.0014 | -0.043015 | 24.2639 | 1177.5093 | 13.1102 | 71.5644 | 2.0356 | 60.0915 | 0 | 0
743 | 2.139 | -0.026039 | 22.6421 | 1295.2338 | 11.3273 | 73.4202 | 1.8582 | 60.0915 | 0 | 0
744 | 1.9548 | -0.045731 | 24.9689 | 1188.0356 | 13.9569 | 71.8432 | 1.8511 | 60.0915 | 0 | 0
745 | 1.9149 | -0.32069 | 23.6831 | 1218.3038 | 12.8746 | 72.1809 | 1.5759 | 60.0915 | 0 | 0
746 | 1.9166 | -0.23884 | 23.9748 | 1203.7088 | 13.1375 | 72.0481 | 1.7014 | 60.0915 | 0 | 0
747 | 2.0804 | -0.18317 | 22.7468 | 1242.3468 | 11.482 | 73.6836 | 1.8798 | 60.0915 | 0 | 0
748 | 2.2878 | -0.0095095 | 28.0396 | 1222.4582 | 16.7806 | 72.9189 | 1.9757 | 60.0915 | 0 | 0
749 | 2.0007 | -0.051328 | 22.7608 | 1281.8528 | 11.6368 | 73.3482 | 1.6742 | 60.0915 | 0 | 0
750 | 1.995 | -0.001071 | 21.9528 | 1262.6624 | 10.6297 | 74.1126 | 1.7939 | 60.0915 | 0 | 0
751 | 1.9908 | -0.050846 | 24.233 | 1246.3129 | 12.7523 | 74.1458 | 1.9949 | 60.0915 | 0 | 0
752 | 2.0804 | 0.087428 | 23.0474 | 1245.8265 | 11.6536 | 73.2156 | 1.9344 | 60.0915 | 0 | 0
753 | 2.1386 | 0.096131 | 25.6267 | 1264.6135 | 14.266 | 73.1598 | 1.9985 | 60.0915 | 0 | 0
754 | 2.0393 | -0.057248 | 22.8928 | 1205.3008 | 11.7722 | 72.7089 | 1.8385 | 60.0915 | 0 | 0
755 | 2.2354 | -0.097917 | 26.7117 | 1244.5511 | 15.4061 | 73.6875 | 1.8147 | 60.0915 | 0 | 0
756 | 1.9584 | 0.089488 | 23.8724 | 1223.4074 | 12.9193 | 72.9914 | 1.5503 | 60.0915 | 0 | 0
757 | 1.9269 | -0.16321 | 27.7955 | 1225.0009 | 16.7105 | 73.5655 | 1.7122 | 60.0915 | 0 | 0
758 | 2.0961 | -0.32305 | 25.0743 | 1201.5051 | 14.3328 | 72.4813 | 1.5528 | 60.0915 | 0 | 0
759 | 2.1084 | -0.1604 | 22.9066 | 1239.519 | 11.9069 | 73.484 | 1.5979 | 60.0915 | 0 | 0
760 | 1.9597 | 0.051198 | 25.2269 | 1246.7416 | 14.2093 | 73.8117 | 1.5832 | 60.0915 | 0 | 0
761 | 2.0412 | -0.05309 | 23.8889 | 1185.3422 | 12.9398 | 71.1614 | 1.887 | 60.0915 | 0 | 0
762 | 2.1186 | -0.094062 | 22.2901 | 1295.4004 | 10.4868 | 76.3527 | 2.0439 | 63.0915 | 0 | 0
763 | 2.2693 | -0.069625 | 25.3209 | 1214.5133 | 14.2891 | 73.4282 | 1.7372 | 60.0915 | 0 | 0
764 | 2.0908 | -0.31438 | 26.8225 | 1186.5702 | 15.7717 | 71.9024 | 1.9657 | 60.0915 | 0 | 0
765 | 2.1976 | -0.54037 | 26.5092 | 1215.2309 | 15.2428 | 72.9447 | 1.9837 | 60.0915 | 0 | 0
766 | 1.9772 | -0.41605 | 21.5451 | 1204.0009 | 10.4679 | 72.6864 | 1.8383 | 60.0915 | 0 | 0
767 | 2.2492 | -0.15842 | 26.9937 | 1263.5622 | 15.8484 | 73.6871 | 1.7475 | 60.0915 | 0 | 0
768 | 2.0522 | -0.3213 | 22.3242 | 1247.585 | 11.4246 | 73.5026 | 1.6285 | 60.0915 | 0 | 0
769 | 2.0956 | -0.079906 | 21.5608 | 1185.5626 | 10.6502 | 71.1342 | 1.8762 | 60.0915 | 0 | 0
770 | 2.0177 | -0.39507 | 24.8649 | 1201.959 | 14.1173 | 71.9175 | 1.5822 | 60.0915 | 0 | 0
771 | 2.0536 | -0.20547 | 22.425 | 1199.2373 | 11.6434 | 72.0952 | 1.5863 | 60.0915 | 0 | 0
772 | 2.1038 | -0.10616 | 22.3694 | 1200.8492 | 11.6455 | 72.3369 | 1.5039 | 60.0915 | 0 | 0
773 | 2.0281 | -0.072789 | 21.9984 | 1211.6354 | 11.3198 | 71.4524 | 1.5419 | 60.0915 | 0 | 0
774 | 2.0874 | 0.16928 | 21.5206 | 1204.0791 | 10.6453 | 72.4694 | 1.629 | 60.0915 | 0 | 0
775 | 1.9907 | -0.22588 | 22.6299 | 1243.2621 | 11.3118 | 73.7248 | 1.8649 | 60.0915 | 0 | 0
776 | 2.0567 | -0.31149 | 21.9696 | 1238.6377 | 10.6514 | 72.8305 | 2.0356 | 60.0915 | 0 | 0
777 | 2.2462 | 0.036875 | 22.9122 | 1289.8273 | 11.685 | 74.2541 | 1.7281 | 63.0915 | 0 | 0
778 | 2.2696 | -0.1302 | 21.6776 | 1287.6342 | 10.6126 | 74.268 | 1.6586 | 63.0915 | 0 | 0
779 | 2.0402 | -0.026666 | 23.98 | 1181.4511 | 12.9373 | 71.4586 | 2.0198 | 60.0915 | 0 | 0
780 | 1.9877 | -0.023783 | 22.6013 | 1156.6821 | 11.6731 | 70.3633 | 2.0084 | 60.0915 | 0 | 0
781 | 2.0097 | 0.16783 | 24.871 | 1284.138 | 12.9529 | 75.58 | 2.1111 | 63.0915 | 0 | 0
782 | 2.144 | -0.024518 | 23.9407 | 1228.3769 | 12.7364 | 72.7103 | 1.8744 | 60.0915 | 0 | 0
783 | 2.1752 | -0.060401 | 26.247 | 1245.7961 | 15.2941 | 73.3999 | 1.6242 | 60.0915 | 0 | 0
784 | 2.0556 | -0.41161 | 23.3841 | 1218.0741 | 12.6914 | 71.384 | 1.5492 | 60.0915 | 0 | 0
785 | 2.2995 | -0.16167 | 27.8104 | 1267.1555 | 16.6977 | 74.0361 | 1.6406 | 60.0915 | 0 | 0
786 | 2.0034 | 0.1276 | 21.3171 | 1232.7781 | 10.4029 | 73.5733 | 1.5283 | 60.0915 | 0 | 0
787 | 2.0537 | -0.23117 | 22.3632 | 1245.4256 | 11.3489 | 73.0616 | 1.6893 | 60.0915 | 0 | 0
788 | 2.2024 | 0.0067907 | 21.8806 | 1316.2475 | 10.3644 | 76.9216 | 1.6233 | 63.0915 | 0 | 0
789 | 2.0894 | -0.036243 | 25.6216 | 1265.0406 | 14.1736 | 74.7899 | 1.8758 | 63.0915 | 0 | 0
790 | 2.1214 | -0.10954 | 25.3122 | 1228.2914 | 14.0866 | 72.7471 | 1.9923 | 60.0915 | 0 | 0
791 | 2.1891 | -0.1481 | 23.3773 | 1244.1664 | 12.628 | 72.5919 | 1.4772 | 60.0915 | 0 | 0
792 | 2.0678 | 0.11996 | 24.187 | 1279.0369 | 13.1183 | 74.2506 | 1.5599 | 63.0915 | 0 | 0
793 | 2.2213 | -0.18047 | 24.9151 | 1218.0169 | 13.9767 | 73.002 | 1.6405 | 60.0915 | 0 | 0
794 | 1.9383 | -0.0049555 | 25.3717 | 1200.6282 | 14.5378 | 72.7167 | 1.6113 | 60.0915 | 0 | 0
795 | 2.1016 | -0.0078059 | 22.476 | 1218.973 | 11.3291 | 71.9223 | 2.0034 | 60.0915 | 0 | 0
796 | 2.2271 | 0.053272 | 23.5424 | 1272.3385 | 12.609 | 73.1799 | 1.5435 | 60.0915 | 0 | 0
797 | 2.1108 | 0.25523 | 22.9163 | 1284.4746 | 11.7416 | 74.8927 | 1.581 | 63.0915 | 0 | 0
798 | 2.0437 | -0.19223 | 23.1018 | 1311.327 | 11.9836 | 74.7148 | 1.5105 | 63.0915 | 0 | 0
799 | 2.2082 | -0.043119 | 25.7483 | 1249.4564 | 14.3255 | 73.8054 | 1.9805 | 60.0915 | 0 | 0
800 | 1.8939 | 0.12525 | 21.1983 | 1259.9585 | 10.3807 | 72.4159 | 1.51 | 60.0915 | 0 | 0
801 | 2.1563 | 0.10026 | 21.9352 | 1225.8189 | 10.665 | 72.3391 | 1.9402 | 60.0915 | 0 | 0
802 | 1.9356 | -0.060254 | 23.1197 | 1243.2791 | 11.8865 | 73.8026 | 1.8157 | 60.0915 | 0 | 0
803 | 2.0662 | -0.21933 | 26.5359 | 1231.7624 | 15.3638 | 72.3289 | 1.9415 | 60.0915 | 0 | 0
804 | 2.0044 | 0.064467 | 21.8979 | 1273.3584 | 10.3983 | 74.5896 | 1.9337 | 63.0915 | 0 | 0
805 | 2.209 | 0.31965 | 25.2549 | 1213.2115 | 14.5047 | 72.6862 | 1.5423 | 60.0915 | 0 | 0
806 | 2.1852 | 0.13168 | 26.4865 | 1288.2377 | 15.1982 | 74.404 | 1.8275 | 63.0915 | 0 | 0
807 | 2.1729 | 0.037225 | 21.3707 | 1195.6075 | 10.4988 | 72.5212 | 1.626 | 60.0915 | 0 | 0
808 | 2.1577 | -0.40706 | 23.7309 | 1216.8626 | 12.9446 | 73.2613 | 1.4904 | 60.0915 | 0 | 0
809 | 2.0445 | -0.16914 | 24.2744 | 1259.7134 | 13.2453 | 73.7864 | 1.5469 | 60.0915 | 0 | 0
810 | 2.1107 | -0.016059 | 26.6239 | 1223.3866 | 15.3684 | 71.7764 | 2.0194 | 60.0915 | 0 | 0
811 | 2.098 | -0.22062 | 24.2717 | 1254.0454 | 12.9829 | 73.1413 | 1.9678 | 60.0915 | 0 | 0
812 | 2.1951 | 0.16562 | 23.8373 | 1211.9555 | 12.7499 | 72.6906 | 1.7855 | 60.0915 | 0 | 0
813 | 1.8581 | -0.20465 | 26.9714 | 1165.6188 | 16.4864 | 70.4901 | 1.471 | 60.0915 | 0 | 0
814 | 2.1026 | 0.34626 | 22.6567 | 1226.3994 | 11.7707 | 72.4946 | 1.6848 | 60.0915 | 0 | 0
815 | 1.9933 | -0.073997 | 26.8336 | 1198.7975 | 15.7755 | 71.4659 | 1.884 | 60.0915 | 0 | 0
816 | 2.2153 | -0.089605 | 25.2585 | 1226.656 | 14.4633 | 73.1364 | 1.5722 | 60.0915 | 0 | 0
817 | 2.0811 | 0.13696 | 25.1515 | 1255.1732 | 14.3 | 72.6484 | 1.5656 | 60.0915 | 0 | 0
818 | 2.2645 | 0.10545 | 25.1516 | 1199.3798 | 14.1344 | 71.999 | 1.8761 | 60.0915 | 0 | 0
819 | 1.9715 | -0.029412 | 24.2506 | 1277.4362 | 12.8158 | 74.4386 | 1.8891 | 63.0915 | 0 | 0
820 | 2.2602 | -0.0091834 | 21.2062 | 1207.7656 | 10.5557 | 71.8433 | 1.5245 | 60.0915 | 0 | 0
821 | 1.9504 | -0.19145 | 22.843 | 1218.0571 | 11.7287 | 72.4884 | 1.7777 | 60.0915 | 0 | 0
822 | 2.1347 | -0.091298 | 23.0112 | 1223.6868 | 11.7286 | 72.3785 | 2.022 | 60.0915 | 0 | 0
823 | 2.0484 | -0.10251 | 22.895 | 1302.7033 | 11.6102 | 74.0577 | 1.6896 | 60.0915 | 0 | 0
824 | 2.1131 | 0.28793 | 22.0157 | 1235.3596 | 10.5047 | 73.9668 | 2.0383 | 60.0915 | 0 | 0
825 | 2.1697 | 0.17899 | 26.6633 | 1242.3678 | 15.4016 | 73.4547 | 1.8207 | 60.0915 | 0 | 0
826 | 2.0661 | -0.029574 | 24.0469 | 1223.1859 | 13.0769 | 73.0727 | 1.5786 | 60.0915 | 0 | 0
827 | 2.1276 | -0.031305 | 25.7288 | 1268.8144 | 14.4285 | 72.9468 | 1.9511 | 60.0915 | 0 | 0
828 | 2.1328 | 0.22569 | 24.2068 | 1257.695 | 12.8102 | 73.9853 | 1.9315 | 60.0915 | 0 | 0
829 | 2.111 | -0.26274 | 21.7406 | 1291.555 | 10.6699 | 74.2854 | 1.5904 | 63.0915 | 0 | 0
830 | 1.9678 | -0.028833 | 24.0208 | 1231.3492 | 13.201 | 72.7643 | 1.5797 | 60.0915 | 0 | 0
831 | 2.0352 | -0.65376 | 22.9755 | 1239.1519 | 11.6982 | 72.5432 | 1.9207 | 60.0915 | 0 | 0
832 | 1.9635 | 0.28475 | 24.2578 | 1217.574 | 13.146 | 73.3862 | 1.7067 | 60.0915 | 0 | 0
833 | 2.1977 | -0.090267 | 26.1943 | 1298.7082 | 15.2559 | 74.1735 | 1.5071 | 60.0915 | 0 | 0
834 | 2.157 | 0.093634 | 26.1641 | 1248.7429 | 15.3201 | 72.8459 | 1.566 | 60.0915 | 0 | 0
835 | 2.1676 | 0.12141 | 26.7257 | 1229.5087 | 15.4244 | 73.5478 | 1.8874 | 60.0915 | 0 | 0
836 | 2.2011 | 0.063409 | 22.9785 | 1225.2827 | 11.7916 | 73.2126 | 1.9144 | 60.0915 | 0 | 0
837 | 2.0185 | -0.063871 | 24.4486 | 1276.0525 | 13.2639 | 74.796 | 1.598 | 63.0915 | 0 | 0
838 | 2.1066 | -0.063073 | 21.5492 | 1190.2343 | 10.4892 | 71.1424 | 1.9223 | 60.0915 | 0 | 0
839 | 2.0311 | -0.096005 | 27.5253 | 1241.1042 | 16.518 | 73.2147 | 1.6393 | 60.0915 | 0 | 0
840 | 2.034 | 0.039866 | 21.7243 | 1179.4403 | 10.6256 | 71.4375 | 1.9985 | 60.0915 | 0 | 0
841 | 2.0177 | 0.018396 | 24.3532 | 1254.333 | 13.267 | 74.686 | 1.5485 | 63.0915 | 0 | 0
842 | 2.1418 | 0.19359 | 21.478 | 1220.5071 | 10.5427 | 73.1336 | 1.687 | 60.0915 | 0 | 0
843 | 2.0404 | 0.053468 | 22.7668 | 1241.995 | 11.2971 | 74.0348 | 1.9643 | 60.0915 | 0 | 0
844 | 2.1824 | -0.53588 | 27.4246 | 1203.41 | 16.8048 | 71.5974 | 1.565 | 60.0915 | 0 | 0
845 | 1.9944 | -0.40914 | 22.9054 | 1241.3748 | 11.5147 | 73.1899 | 2.0262 | 60.0915 | 0 | 0
846 | 2.1264 | 0.18138 | 26.9201 | 1255.5633 | 15.5165 | 73.8478 | 1.8748 | 60.0915 | 0 | 0
847 | 2.0981 | 0.0010771 | 24.1396 | 1283.2586 | 12.9236 | 74.4815 | 1.6245 | 63.0915 | 0 | 0
848 | 2.0763 | -0.010402 | 21.9952 | 1223.9646 | 10.6886 | 72.9082 | 2.0668 | 60.0915 | 0 | 0
849 | 1.9218 | 0.31674 | 22.9033 | 1208.6463 | 11.6787 | 72.552 | 1.9353 | 60.0915 | 0 | 0
850 | 1.9691 | -0.24586 | 27.3452 | 1186.4336 | 16.7813 | 71.3424 | 1.4749 | 60.0915 | 0 | 0
851 | 2.0874 | 0.24118 | 21.3192 | 1209.2301 | 10.4352 | 72.6162 | 1.6041 | 60.0915 | 0 | 0
852 | 2.2312 | -0.31557 | 22.1104 | 1213.9204 | 11.373 | 72.1337 | 1.6574 | 60.0915 | 0 | 0
853 | 1.9735 | -0.15026 | 21.749 | 1289.2549 | 10.385 | 74.9441 | 1.7489 | 63.0915 | 0 | 0
854 | 2.0392 | 0.097154 | 23.7164 | 1234.0746 | 12.8468 | 73.3116 | 1.5469 | 60.0915 | 0 | 0
855 | 2.0694 | -0.024639 | 24.4121 | 1259.0041 | 13.1754 | 73.946 | 1.7242 | 60.0915 | 0 | 0
856 | 2.0339 | 0.06915 | 25.3599 | 1196.9749 | 14.4882 | 70.6991 | 1.8564 | 60.0915 | 0 | 0
857 | 2.0166 | 0.074875 | 25.4343 | 1254.8678 | 14.1739 | 73.826 | 1.745 | 60.0915 | 0 | 0
858 | 2.0192 | -0.096524 | 23.5361 | 1248.5659 | 12.5862 | 73.2459 | 1.5994 | 60.0915 | 0 | 0
859 | 2.1192 | 0.15144 | 21.6868 | 1216.9395 | 10.5518 | 71.6247 | 1.9731 | 60.0915 | 0 | 0
860 | 2.0656 | 0.011788 | 22.4784 | 1194.5629 | 11.4236 | 72.382 | 1.9433 | 60.0915 | 0 | 0
861 | 2.1076 | 0.01611 | 23.1474 | 1207.6508 | 11.8567 | 73.0076 | 2.0009 | 60.0915 | 0 | 0
862 | 1.9931 | 0.048725 | 26.9003 | 1193.4844 | 15.6241 | 71.6597 | 2.0275 | 60.0915 | 0 | 0
863 | 2.2368 | -0.1034 | 22.7325 | 1257.3501 | 11.538 | 72.4229 | 1.9563 | 60.0915 | 0 | 0
864 | 1.8582 | 0.055738 | 24.0726 | 1236.2114 | 12.9815 | 72.6002 | 1.7428 | 60.0915 | 0 | 0
865 | 2.1101 | 0.073661 | 24.4777 | 1253.1828 | 13.1379 | 73.7739 | 1.9302 | 60.0915 | 0 | 0
866 | 2.1287 | 0.20407 | 23.9278 | 1215.2165 | 13.1587 | 71.9993 | 1.5752 | 60.0915 | 0 | 0
867 | 2.2229 | 0.027573 | 23.0399 | 1230.1946 | 11.6401 | 73.7761 | 1.8966 | 60.0915 | 0 | 0
868 | 2.0242 | 0.061403 | 21.5271 | 1262.2068 | 10.5045 | 73.8384 | 1.6472 | 60.0915 | 0 | 0
869 | 2.1021 | -0.22776 | 22.6425 | 1215.4797 | 11.4762 | 72.3913 | 1.9563 | 60.0915 | 0 | 0
870 | 2.2523 | 0.025863 | 27.2138 | 1254.4345 | 15.8019 | 73.2872 | 2.0198 | 60.0915 | 0 | 0
871 | 2.056 | 0.10534 | 22.7431 | 1248.7393 | 11.6646 | 73.1223 | 1.8095 | 60.0915 | 0 | 0
872 | 2.0661 | -0.22173 | 26.9164 | 1243.8714 | 15.781 | 73.7601 | 1.7671 | 60.0915 | 0 | 0
873 | 2.1044 | 0.19511 | 22.6488 | 1211.1938 | 11.6302 | 72.4351 | 1.7518 | 60.0915 | 0 | 0
874 | 2.0474 | -0.065765 | 22.3093 | 1231.5472 | 11.4492 | 72.1082 | 1.6799 | 60.0915 | 0 | 0
875 | 2.2676 | 0.073696 | 24.6812 | 1187.9522 | 14.1787 | 71.0218 | 1.4708 | 60.0915 | 0 | 0
876 | 2.1306 | -0.18092 | 21.6587 | 1207.4979 | 10.6371 | 72.2364 | 1.8661 | 60.0915 | 0 | 0
877 | 2.1223 | -0.20834 | 24.0105 | 1223.9621 | 12.9393 | 72.61 | 1.7049 | 60.0915 | 0 | 0
878 | 2.2336 | -0.2674 | 28.2902 | 1237.2578 | 16.9474 | 73.469 | 1.9799 | 60.0915 | 0 | 0
879 | 1.9952 | -0.19763 | 26.5104 | 1188.5792 | 15.7826 | 71.3549 | 1.6518 | 60.0915 | 0 | 0
880 | 2.191 | 0.029014 | 27.5769 | 1411.3269 | 15.6504 | 79.0287 | 1.7167 | 66.0915 | 0 | 0
881 | 2.0377 | -0.54322 | 26.4205 | 1204.0501 | 15.6863 | 71.939 | 1.6616 | 60.0915 | 0 | 0
882 | 1.9781 | -0.15589 | 26.2725 | 1222.8796 | 15.2537 | 73.1757 | 1.684 | 60.0915 | 0 | 0
883 | 2.1836 | 0.1851 | 26.578 | 1244.7923 | 15.4636 | 72.7989 | 1.8753 | 60.0915 | 0 | 0
884 | 2.3275 | -0.11173 | 22.8345 | 1243.164 | 11.7147 | 73.333 | 1.7608 | 60.0915 | 0 | 0
885 | 2.0981 | -0.23549 | 22.92 | 1213.4517 | 11.7215 | 73.1449 | 1.9093 | 60.0915 | 0 | 0
886 | 2.0529 | -0.044096 | 21.5001 | 1240.1426 | 10.2247 | 72.7427 | 1.9357 | 60.0915 | 0 | 0
887 | 2.0549 | 0.25711 | 22.9377 | 1201.5487 | 11.6841 | 71.5557 | 2.0373 | 60.0915 | 0 | 0
888 | 2.1631 | -0.046803 | 26.6342 | 1256.8964 | 15.7191 | 72.08 | 1.7601 | 60.0915 | 0 | 0
889 | 2.1088 | -0.099739 | 23.0946 | 1241.0328 | 11.9314 | 72.2982 | 1.9583 | 60.0915 | 0 | 0
890 | 1.98 | -0.022373 | 21.5365 | 1275.3614 | 10.4396 | 74.2879 | 1.5881 | 63.0915 | 0 | 0
891 | 2.0113 | -0.054046 | 23.9869 | 1180.5761 | 13.24 | 71.5871 | 1.6864 | 60.0915 | 0 | 0
892 | 2.0225 | 0.032457 | 22.2646 | 1292.5055 | 10.5463 | 75.1754 | 2.0938 | 63.0915 | 0 | 0
893 | 2.1174 | -0.072604 | 22.7219 | 1282.3214 | 11.629 | 73.7811 | 1.6445 | 60.0915 | 0 | 0
894 | 2.167 | 0.10311 | 25.6613 | 1250.715 | 14.2627 | 73.5353 | 2.0007 | 60.0915 | 0 | 0
895 | 2.4235 | 0.20183 | 27.9453 | 1255.4137 | 16.5755 | 73.2612 | 2.0697 | 60.0915 | 0 | 0
896 | 2.0489 | 0.083582 | 21.1905 | 1211.8675 | 10.5715 | 72.1244 | 1.4722 | 60.0915 | 0 | 0
897 | 2.0449 | -0.12513 | 23.6358 | 1274.4451 | 12.6033 | 73.0016 | 1.6564 | 60.0915 | 0 | 0
898 | 2.1222 | -0.45457 | 28.0728 | 1225.5641 | 16.9882 | 72.1725 | 1.9547 | 60.0915 | 0 | 0
899 | 2.0491 | 0.11241 | 22.3442 | 1251.2524 | 11.4264 | 73.5533 | 1.5317 | 60.0915 | 0 | 0
900 | 1.9154 | -0.15876 | 22.7391 | 1196.1052 | 11.7765 | 71.4638 | 1.7683 | 60.0915 | 0 | 0
901 | 1.8603 | -0.40349 | 23.7646 | 1204.0515 | 13.0007 | 72.6808 | 1.4876 | 60.0915 | 0 | 0
902 | 1.9461 | -0.11641 | 25.5413 | 1217.3084 | 14.2522 | 72.5516 | 2.0016 | 60.0915 | 0 | 0
903 | 2.1501 | -0.1646 | 26.5096 | 1219.0632 | 15.7074 | 72.6978 | 1.5441 | 60.0915 | 0 | 0
904 | 1.8901 | -0.42522 | 23.9326 | 1222.0255 | 12.6364 | 71.8804 | 2.0329 | 60.0915 | 0 | 0
905 | 2.1422 | 0.18539 | 26.4827 | 1224.9697 | 15.3194 | 72.4183 | 1.9688 | 60.0915 | 0 | 0
906 | 2.1352 | 0.1885 | 21.7828 | 1295.83 | 10.3203 | 75.5999 | 1.719 | 63.0915 | 0 | 0
907 | 2.0521 | 0.051825 | 21.3359 | 1195.3945 | 10.3795 | 71.5191 | 1.8445 | 60.0915 | 0 | 0
908 | 2.177 | 0.15043 | 25.3301 | 1258.9141 | 14.2982 | 74.2579 | 1.5005 | 63.0915 | 0 | 0
909 | 2.1185 | -0.07068 | 23.7 | 1203.5683 | 12.8815 | 71.2662 | 1.7913 | 60.0915 | 0 | 0
910 | 2.2688 | 0.16616 | 23.6873 | 1247.6278 | 12.7423 | 73.3864 | 1.4952 | 60.0915 | 0 | 0
911 | 2.301 | 0.25335 | 25.2662 | 1290.5989 | 14.1654 | 74.5238 | 1.5404 | 63.0915 | 0 | 0
912 | 2.1833 | 0.22863 | 22.7145 | 1229.0499 | 11.5286 | 73.0144 | 1.7944 | 60.0915 | 0 | 0
913 | 1.8741 | 0.094635 | 22.9661 | 1224.3906 | 11.8859 | 73.3511 | 1.668 | 60.0915 | 0 | 0
914 | 2.0307 | 0.036408 | 22.7083 | 1207.1385 | 11.8097 | 72.4777 | 1.6274 | 60.0915 | 0 | 0
915 | 1.9281 | -0.029811 | 26.7393 | 1204.4603 | 15.4336 | 72.4809 | 1.9866 | 60.0915 | 0 | 0
916 | 2.1465 | 0.18954 | 23.3481 | 1237.6894 | 11.9533 | 73.5015 | 2.0644 | 60.0915 | 0 | 0
917 | 2.3444 | 0.15335 | 22.225 | 1221.5631 | 11.318 | 72.816 | 1.6584 | 60.0915 | 0 | 0
918 | 2.1008 | 0.092421 | 21.9721 | 1187.7187 | 11.2923 | 71.7962 | 1.6429 | 60.0915 | 0 | 0
919 | 2.1647 | -0.17996 | 25.3045 | 1191.6741 | 14.3484 | 71.4836 | 1.8096 | 60.0915 | 0 | 0
920 | 1.9867 | 0.062597 | 22.7799 | 1225.0491 | 11.7182 | 72.0092 | 1.8531 | 60.0915 | 0 | 0
921 | 1.9912 | -0.046022 | 21.2914 | 1196.3559 | 10.6851 | 71.7796 | 1.4942 | 60.0915 | 0 | 0
922 | 2.2309 | -0.026646 | 24.5074 | 1266.6646 | 13.2032 | 74.4362 | 1.8303 | 63.0915 | 0 | 0
923 | 2.1398 | -0.33072 | 25.545 | 1220.7973 | 14.491 | 71.984 | 1.8533 | 60.0915 | 0 | 0
924 | 2.0023 | -0.17082 | 21.8393 | 1229.6321 | 10.4218 | 73.1637 | 2.0252 | 60.0915 | 0 | 0
925 | 2.0596 | -0.049271 | 25.0793 | 1170.9338 | 14.4022 | 70.8347 | 1.6527 | 60.0915 | 0 | 0
926 | 2.1606 | 0.048519 | 21.9232 | 1278.5753 | 10.4659 | 74.7598 | 1.9087 | 63.0915 | 0 | 0
927 | 2.0575 | 0.13172 | 27.6094 | 1219.0042 | 16.5006 | 71.973 | 1.9527 | 60.0915 | 0 | 0
928 | 2.2317 | 0.15714 | 26.7733 | 1247.6594 | 15.4257 | 73.6325 | 1.8983 | 60.0915 | 0 | 0
929 | 2.1929 | -0.11161 | 23.765 | 1232.0914 | 12.656 | 72.9338 | 1.7496 | 60.0915 | 0 | 0
930 | 2.0068 | 0.058929 | 22.4087 | 1189.1315 | 11.6078 | 70.9064 | 1.6899 | 60.0915 | 0 | 0
931 | 2.1436 | -0.083125 | 25.3232 | 1262.7495 | 14.0861 | 74.2074 | 1.6548 | 60.0915 | 0 | 0
932 | 2.2075 | 0.33464 | 23.2529 | 1256.5368 | 11.8471 | 73.7345 | 2.016 | 60.0915 | 0 | 0
933 | 2.0877 | -0.14075 | 21.3002 | 1220.896 | 10.5247 | 72.4725 | 1.488 | 60.0915 | 0 | 0
934 | 1.9247 | 0.056741 | 22.9084 | 1234.0327 | 11.8114 | 72.8057 | 1.6648 | 60.0915 | 0 | 0
935 | 2.115 | -0.37525 | 24.1954 | 1196.0301 | 13.2113 | 71.166 | 1.9609 | 60.0915 | 0 | 0
936 | 2.1596 | -0.034 | 27.1275 | 1286.5104 | 15.746 | 74.6047 | 1.8031 | 63.0915 | 0 | 0
937 | 2.2642 | -0.23573 | 22.6018 | 1213.9875 | 11.3014 | 72.7268 | 2.0237 | 60.0915 | 0 | 0
938 | 2.3559 | 0.073287 | 24.8448 | 1237.0386 | 14.1084 | 72.1196 | 1.533 | 60.0915 | 0 | 0
939 | 2.1049 | 0.11549 | 26.8717 | 1232.4083 | 15.8283 | 73.1333 | 1.6536 | 60.0915 | 0 | 0
940 | 2.0514 | -0.32785 | 23.5088 | 1194.856 | 12.6415 | 71.7342 | 1.7827 | 60.0915 | 0 | 0
941 | 2.0164 | -0.14135 | 27.8289 | 1222.6888 | 16.7617 | 72.1378 | 1.9431 | 60.0915 | 0 | 0
942 | 1.9442 | 0.13404 | 22.4832 | 1218.4377 | 11.6936 | 72.6263 | 1.507 | 60.0915 | 0 | 0
943 | 2.0073 | -0.00040661 | 23.7356 | 1228.2097 | 12.8962 | 72.0521 | 1.5904 | 60.0915 | 0 | 0
944 | 2.2777 | 0.35911 | 23.4073 | 1301.4576 | 11.7445 | 76.3253 | 1.886 | 63.0915 | 0 | 0
945 | 2.0439 | 0.20354 | 21.4791 | 1268.3274 | 10.6591 | 72.2305 | 1.5418 | 60.0915 | 0 | 0
946 | 2.0309 | 0.016664 | 25.3248 | 1196.0248 | 14.3943 | 71.6624 | 1.6853 | 60.0915 | 0 | 0
947 | 2.1318 | -0.04136 | 21.4359 | 1210.7484 | 10.6592 | 72.4557 | 1.5467 | 60.0915 | 0 | 0
948 | 2.0981 | 0.19441 | 24.3912 | 1209.016 | 13.0549 | 72.6027 | 2.0459 | 60.0915 | 0 | 0
949 | 2.0597 | 0.081737 | 23.3554 | 1205.2093 | 12.6311 | 72.233 | 1.5353 | 60.0915 | 0 | 0
950 | 2.1352 | -0.12531 | 27.0141 | 1283.7682 | 15.3952 | 74.7955 | 2.0165 | 63.0915 | 0 | 0
951 | 2.1115 | -0.12785 | 26.4436 | 1281.7273 | 15.5296 | 73.8114 | 1.5339 | 60.0915 | 0 | 0
952 | 2.034 | -0.041157 | 26.6283 | 1260.2197 | 15.3459 | 72.5999 | 2.0168 | 60.0915 | 0 | 0
953 | 2.0589 | -0.28636 | 21.7103 | 1249.119 | 10.472 | 74.3662 | 1.7163 | 63.0915 | 0 | 0
954 | 1.9312 | -0.080814 | 22.7462 | 1198.8144 | 11.9812 | 71.8993 | 1.5955 | 60.0915 | 0 | 0
955 | 2.1287 | 0.22521 | 24.1244 | 1269.4251 | 13.1526 | 73.2064 | 1.6055 | 60.0915 | 0 | 0
956 | 2.0909 | 0.10054 | 25.8766 | 1193.1948 | 15.324 | 71.0542 | 1.5778 | 60.0915 | 0 | 0
957 | 2.1123 | -0.20189 | 22.8333 | 1246.1214 | 11.5784 | 73.8259 | 1.8111 | 60.0915 | 0 | 0
958 | 2.1188 | 0.096965 | 23.3624 | 1355.2226 | 11.6312 | 77.4693 | 1.8599 | 63.0915 | 0 | 0
959 | 1.9837 | -0.15586 | 21.4984 | 1200.1186 | 10.3344 | 71.573 | 2.0066 | 60.0915 | 0 | 0
960 | 2.0707 | -0.38715 | 27.526 | 1231.9672 | 16.7314 | 73.2804 | 1.4904 | 60.0915 | 0 | 0
961 | 2.1713 | -0.23633 | 24.4914 | 1258.0033 | 13.0846 | 73.5363 | 2.0421 | 60.0915 | 0 | 0
962 | 2.0927 | 0.077312 | 27.0973 | 1255.4576 | 15.7093 | 74.2225 | 1.8206 | 60.0915 | 0 | 0
963 | 2.3232 | 0.33487 | 24.7766 | 1293.3923 | 13.0956 | 74.7611 | 2.0765 | 63.0915 | 0 | 0
964 | 2.0812 | 0.17619 | 22.7894 | 1248.5424 | 11.6642 | 73.7695 | 1.7532 | 60.0915 | 0 | 0
965 | 2.0347 | 0.095997 | 22.4784 | 1219.1666 | 11.3455 | 73.0831 | 1.7945 | 60.0915 | 0 | 0
966 | 2.0518 | -0.0038024 | 24.6409 | 1206.1286 | 13.8789 | 71.8403 | 1.5152 | 60.0915 | 0 | 0
967 | 2.011 | 0.12476 | 23.3622 | 1238.8452 | 12.6202 | 72.6913 | 1.5246 | 60.0915 | 0 | 0
968 | 2.0102 | -0.47726 | 23.6844 | 1211.7677 | 12.7315 | 72.8359 | 1.6309 | 60.0915 | 0 | 0
969 | 2.1949 | 0.26643 | 22.8359 | 1286.9197 | 11.3835 | 74.9712 | 1.8716 | 63.0915 | 0 | 0
970 | 2.1068 | -0.17256 | 22.8415 | 1232.5192 | 11.6581 | 73.6648 | 1.7163 | 60.0915 | 0 | 0
971 | 2.0268 | -0.34379 | 24.1893 | 1194.6401 | 13.102 | 72.6381 | 1.8714 | 60.0915 | 0 | 0
972 | 2.0689 | -0.28154 | 24.4623 | 1211.2112 | 13.2175 | 72.2192 | 2.0235 | 60.0915 | 0 | 0
973 | 2.03 | 0.15794 | 22.7458 | 1262.762 | 11.7548 | 74.0957 | 1.5984 | 60.0915 | 0 | 0
974 | 2.1799 | 0.143 | 23.645 | 1185.4369 | 13.0927 | 71.3344 | 1.5126 | 60.0915 | 0 | 0
975 | 2.1336 | 0.27244 | 24.0141 | 1241.0235 | 12.5952 | 74.0661 | 2.0159 | 60.0915 | 0 | 0
976 | 2.0177 | -0.23695 | 24.7463 | 1181.855 | 13.9548 | 71.3849 | 1.6936 | 60.0915 | 0 | 0
977 | 2.0413 | 0.10738 | 26.4637 | 1139.4608 | 15.8336 | 69.8826 | 1.7879 | 57.0915 | 0 | 0
978 | 2.1568 | 0.26118 | 24.8772 | 1211.321 | 13.8969 | 72.4059 | 1.7081 | 60.0915 | 0 | 0
979 | 2.1728 | -0.079517 | 24.1134 | 1277.4698 | 13.0161 | 74.5992 | 1.6069 | 63.0915 | 0 | 0
980 | 2.1994 | 0.086252 | 23.8482 | 1209.947 | 13.1897 | 71.9802 | 1.4758 | 60.0915 | 0 | 0
981 | 1.973 | -0.17423 | 21.456 | 1257.2001 | 10.4529 | 72.8814 | 1.6716 | 60.0915 | 0 | 0
982 | 1.9528 | 0.062208 | 26.6288 | 1215.4775 | 15.4273 | 72.8507 | 1.8805 | 60.0915 | 0 | 0
983 | 2.0934 | 0.042796 | 22.7691 | 1266.6025 | 11.5089 | 73.9385 | 1.8363 | 60.0915 | 0 | 0
984 | 2.1069 | -0.21409 | 23.215 | 1246.7814 | 11.7759 | 73.4442 | 2.0496 | 60.0915 | 0 | 0
985 | 2.1712 | 0.15452 | 26.1085 | 1209.732 | 15.1733 | 72.5053 | 1.7009 | 60.0915 | 0 | 0
986 | 2.0604 | 0.041283 | 23.731 | 1264.6396 | 12.771 | 73.3255 | 1.56 | 60.0915 | 0 | 0
987 | 2.1237 | 0.01191 | 22.4314 | 1249.6859 | 11.3875 | 74.6234 | 1.5427 | 63.0915 | 0 | 0
988 | 2.0322 | -0.27226 | 23.3562 | 1262.6252 | 12.6612 | 72.1525 | 1.4941 | 60.0915 | 0 | 0
989 | 2.1705 | -0.15619 | 21.7262 | 1196.0542 | 10.6438 | 71.8255 | 1.9882 | 60.0915 | 0 | 0
990 | 2.0468 | -0.075759 | 24.6474 | 1257.6147 | 13.2684 | 74.3468 | 1.8396 | 63.0915 | 0 | 0
991 | 1.9757 | 0.085032 | 26.3468 | 1284.0198 | 15.308 | 73.9988 | 1.5087 | 60.0915 | 0 | 0
992 | 2.0094 | -0.04531 | 25.2589 | 1259.5374 | 13.9498 | 73.5568 | 1.9021 | 60.0915 | 0 | 0
993 | 2.2334 | 0.32741 | 24.5235 | 1256.7995 | 13.181 | 73.3478 | 2.0353 | 60.0915 | 0 | 0
994 | 2.102 | -0.036344 | 25.3982 | 1245.7693 | 14.3825 | 72.9945 | 1.727 | 60.0915 | 0 | 0
995 | 2.0798 | -0.12313 | 22.9429 | 1234.561 | 11.552 | 72.3811 | 2.0333 | 60.0915 | 0 | 0
996 | 2.053 | 0.18289 | 26.0664 | 1281.7222 | 14.424 | 74.8058 | 2.0678 | 63.0915 | 0 | 0
997 | 2.2492 | 0.24248 | 21.4751 | 1257.1058 | 10.3456 | 73.4026 | 1.62 | 60.0915 | 0 | 0
998 | 2.0158 | -0.19081 | 23.2241 | 1230.3511 | 11.9067 | 73.0303 | 1.9548 | 60.0915 | 0 | 0
999 | 2.0597 | -0.089414 | 27.457 | 1222.9564 | 16.6132 | 72.5554 | 1.5722 | 60.0915 | 0 | 0

## Percentiles
Element | Biorefinery
Variable | MESP [USD/gal] | GWP [kg-CO2eq/gal] | WWT CAPEX [MM$] | WWT power [kWh] | InternalCirculationRx installed cost [MM$] | InternalCirculationRx power [kWh] | AnMBR installed cost [MM$] | AnMBR power [kWh] | Skipped installed cost [MM$] | Skipped power [kWh]
0 | 1.7818 | -0.65376 | 21.0163 | 1139.4608 | 10.0491 | 69.8826 | 1.4578 | 57.0915 | 0 | 0
0.05 | 1.9285 | -0.32665 | 21.4595 | 1183.7029 | 10.41 | 71.1515 | 1.5015 | 60.0915 | 0 | 0
0.25 | 2.0292 | -0.13208 | 22.6016 | 1211.7346 | 11.5231 | 72.1987 | 1.6282 | 60.0915 | 0 | 0
0.5 | 2.0981 | -0.0053395 | 23.889 | 1234.2452 | 12.8785 | 72.9987 | 1.7684 | 60.0915 | 0 | 0
0.75 | 2.1675 | 0.11065 | 25.4476 | 1256.9487 | 14.341 | 73.8037 | 1.9294 | 60.0915 | 0 | 0
0.95 | 2.2752 | 0.29707 | 27.1745 | 1298.7561 | 15.8484 | 74.9653 | 2.0421 | 63.0915 | 0 | 0
1 | 2.4338 | 0.47376 | 28.7964 | 1426.4234 | 17.1032 | 80.6413 | 2.1121 | 66.0915 | 0 | 0
| 2.0981 | -0.0053395 | 23.889 | 1234.2452 | 12.8785 | 72.9987 | 1.7684 | 60.0915 | 0 | 0
+ | 0.17704 | 0.30241 | 3.2855 | 64.5109 | 2.97 | 1.9666 | 0.27374 | 3 | 0 | 0
- | 0.16961 | 0.32131 | 2.4295 | 50.5422 | 2.4685 | 1.8472 | 0.26694 | 1.6004e-07 | 0 | 0

## Spearman
| Element | Biorefinery
| Metric | MESP [USD/gal] | GWP [kg-CO2eq/gal] | WWT CAPEX [MM$] | WWT power [kWh] | InternalCirculationRx installed cost [MM$] | InternalCirculationRx power [kWh] | AnMBR installed cost [MM$] | AnMBR power [kWh] | Skipped installed cost [MM$] | Skipped power [kWh]
Element | Parameter
Sulfuric acid tank-T201 | PT h2 so4 loading [mg/g] | 0.25991 | 0.11672 | 0.032351 | 0.71433 | -0.013732 | 0.33713 | 0.051871 | -0.015711
Mixer-M202 | PT solids loading [-] | -0.18347 | -0.28466 | -0.06914 | -0.56498 | 0.0266 | -0.84006 | -0.080979 | 0.17921
PT reactor system-R201 | PT glucose-to-glucose [-] | -0.028661 | 0.041221 | 0.017394 | -0.009579 | 0.014013 | 0.02031 | -0.0056565 | 0.028291
| PT xylan-to-xylose [-] | -0.15065 | 0.14525 | 0.035683 | 0.0098724 | 0.031907 | 0.0568 | 0.028393 | -0.015446
| PT xylan-to-furfural [-] | 0.025467 | 0.023516 | -0.025076 | -0.11393 | -0.004904 | -0.13366 | -0.048032 | 0.02367
Enzyme hydrolysate mixer-M301 | EH solid loading [-] | 0.0263 | 0.043309 | 0.025702 | 0.025545 | 0.025036 | 0.033692 | -0.024211 | 0.037736
| EH enzyme loading [-] | 0.72047 | 0.030693 | 0.0074842 | 0.007186 | 0.015086 | 0.035154 | -0.025741 | 0.0282
Saccharification and co fermentation-R303 | EH cellulose-to-glucose [-] | -0.31895 | 0.42531 | -0.015524 | 0.024103 | -0.015078 | 0.063201 | -0.024708 | 0.031726
| FERM glucose-to-ethanol [-] | -0.12908 | 0.059742 | -0.029033 | 0.12764 | -0.045432 | -0.012302 | -0.073096 | -0.011736
| FERM arabinose-to-ethanol [-] | -0.090706 | 0.11296 | -0.063906 | 0.08363 | -0.096565 | 0.00086214 | 0.014241 | -0.013237
Internal circulation rx-R601 | IC organic loading rate [kg COD/m3/hr] | -0.012166 | 0.056851 | -0.97559 | 0.0052643 | -0.98736 | 0.0070082 | 0.0084544 | 0.073535
| IC biomass conc. ratio [-] | -0.018524 | 0.0032798 | -0.029752 | 0.030987 | -0.033625 | 0.022546 | -0.0038722 | -0.038287
An MBR-R602 | An MBR max membrane flux [L/m2/hr] | -0.049983 | 0.038832 | 0.0035606 | -0.0077439 | 0.0082337 | -0.017489 | -0.014023 | 0.039729
| An MBR transmembrane pressure [psi] | -0.016529 | 0.015155 | 0.015174 | -0.019336 | 0.017309 | -0.016653 | -0.0027034 | -0.057479
| An MBR internal recirculation ratio [-] | -0.019285 | -0.0098615 | -0.061131 | 0.0022854 | -0.069362 | -0.023281 | 0.052935 | -0.042934
| An MBR cross flow velocity [m/s] | 0.018213 | -0.049742 | -0.002982 | -0.027943 | -0.0037775 | -0.01063 | 0.040265 | -0.004117
| An MBR specific gas demand [m3/m2/hr] | -0.041835 | 0.0046336 | 0.010801 | 0.02447 | 0.009451 | 0.033178 | 0.015765 | -0.040539
| An MBR biomass yield [-] | 0.027123 | 0.050681 | -0.0046573 | 0.014022 | -0.0086832 | 0.020398 | -0.014656 | -0.018524
| An MBR upflow velocity for GAC [m/hr] | -0.0069632 | 0.0027881 | -0.0059184 | -0.037477 | -0.00075919 | -0.041691 | -0.022543 | -0.03406
Boiler turbogenerator-BT | Boiler efficiency [-] | -0.35679 | -0.79295 | 0.079122 | 0.1187 | 0.05795 | 0.14468 | 0.016303 | 0.035038
| Turbogenerator efficiency [-] | -0.13357 | -0.22672 | -0.037968 | -0.17744 | -0.01292 | -0.24591 | -0.043327 | 0.062567
An MBR-R602 | An MBR membrane lifetime [yr] | 0.0089898 | 0.026327 | 0.021596 | 0.0058338 | 0.021877 | 0.001583 | 0.041986 | -0.032738
| An MBR membrane unit cost [$/ft2] | 0.040457 | 0.041661 | 0.029075 | -0.0035398 | 0.025134 | 0.028872 | 0.00047215 | -0.0042932
| An MBR hydraulic retention time [hr] | -0.014045 | -0.025545 | 0.098281 | -0.031891 | -0.0026642 | -0.029114 | 0.98962 | 0.017261
| EH enzyme loading [-] | 0.72047 | 0.72047
| Boiler efficiency [-] | -0.35679 | 0.35679
| EH cellulose-to-glucose [-] | -0.31895 | 0.31895
| PT h2 so4 loading [mg/g] | 0.25991 | 0.25991
| PT solids loading [-] | -0.18347 | 0.18347
| PT xylan-to-xylose [-] | -0.15065 | 0.15065
| Turbogenerator efficiency [-] | -0.13357 | 0.13357
| FERM glucose-to-ethanol [-] | -0.12908 | 0.12908
| FERM arabinose-to-ethanol [-] | -0.090706 | 0.090706
| An MBR max membrane flux [L/m2/h] | -0.049983 | 0.049983
| An MBR specific gas demand [m3/m2/hr] | -0.041835 | 0.041835
| An MBR membrane unit cost [$/ft2] | 0.040457 | 0.040457
| PT glucose-to-glucose [-] | -0.028661 | 0.028661
| An MBR biomass yield [-] | 0.027123 | 0.027123
| EH solid loading [-] | 0.0263 | 0.0263
| PT xylan-to-furfural [-] | 0.025467 | 0.025467
| An MBR internal recirculation ratio [-] | -0.019285 | 0.019285
| IC biomass conc. ratio [-] | -0.018524 | 0.018524
| An MBR cross flow velocity [m/s] | 0.018213 | 0.018213
| An MBR transmembrane pressure [psi] | -0.016529 | 0.016529
| An MBR hydraulic retention time [hr] | -0.014045 | 0.014045
| IC organic loading rate [kg COD/m3/hr] | -0.012166 | 0.012166
| An MBR membrane lifetime [yr] | 0.0089898 | 0.0089898
| An MBR upflow velocity for GAC [m/hr] | -0.0069632 | 0.0069632
| Boiler efficiency [-] | -0.79295 | 0.79295
| EH cellulose-to-glucose [-] | 0.42531 | 0.42531
| PT solids loading [-] | -0.28466 | 0.28466
| Turbogenerator efficiency [-] | -0.22672 | 0.22672
| PT xylan-to-xylose [-] | 0.14525 | 0.14525
| PT h2 so4 loading [mg/g] | 0.11672 | 0.11672
| FERM arabinose-to-ethanol [-] | 0.11296 | 0.11296
| FERM glucose-to-ethanol [-] | 0.059742 | 0.059742
| IC organic loading rate [kg COD/m3/hr] | 0.056851 | 0.056851
| An MBR biomass yield [-] | 0.050681 | 0.050681
| An MBR cross flow velocity [m/s] | -0.049742 | 0.049742
| EH solid loading [-] | 0.043309 | 0.043309
| An MBR membrane unit cost [$/ft2] | 0.041661 | 0.041661
| PT glucose-to-glucose [-] | 0.041221 | 0.041221
| An MBR max membrane flux [L/m2/h] | 0.038832 | 0.038832
| EH enzyme loading [-] | 0.030693 | 0.030693
| An MBR membrane lifetime [yr] | 0.026327 | 0.026327
| An MBR hydraulic retention time [hr] | -0.025545 | 0.025545
| PT xylan-to-furfural [-] | 0.023516 | 0.023516
| An MBR transmembrane pressure [psi] | 0.015155 | 0.015155
| An MBR internal recirculation ratio [-] | -0.0098615 | 0.0098615
| An MBR specific gas demand [m3/m2/hr] | 0.0046336 | 0.0046336
| IC biomass conc. ratio [-] | 0.0032798 | 0.0032798
| An MBR upflow velocity for GAC [m/hr] | 0.0027881 | 0.0027881
| IC organic loading rate [kg COD/m3/hr] | -0.97559 | 0.97559
| An MBR hydraulic retention time [hr] | 0.098281 | 0.098281
| Boiler efficiency [-] | 0.079122 | 0.079122
| PT solids loading [-] | -0.06914 | 0.06914
| FERM arabinose-to-ethanol [-] | -0.063906 | 0.063906
| An MBR internal recirculation ratio [-] | -0.061131 | 0.061131
| Turbogenerator efficiency [-] | -0.037968 | 0.037968
| PT xylan-to-xylose [-] | 0.035683 | 0.035683
| PT h2 so4 loading [mg/g] | 0.032351 | 0.032351
| IC biomass conc. ratio [-] | -0.029752 | 0.029752
| An MBR membrane unit cost [$/ft2] | 0.029075 | 0.029075
| FERM glucose-to-ethanol [-] | -0.029033 | 0.029033
| EH solid loading [-] | 0.025702 | 0.025702
| PT xylan-to-furfural [-] | -0.025076 | 0.025076
| An MBR membrane lifetime [yr] | 0.021596 | 0.021596
| PT glucose-to-glucose [-] | 0.017394 | 0.017394
| EH cellulose-to-glucose [-] | -0.015524 | 0.015524
| An MBR transmembrane pressure [psi] | 0.015174 | 0.015174
| An MBR specific gas demand [m3/m2/hr] | 0.010801 | 0.010801
| EH enzyme loading [-] | 0.0074842 | 0.0074842
| An MBR upflow velocity for GAC [m/hr] | -0.0059184 | 0.0059184
| An MBR biomass yield [-] | -0.0046573 | 0.0046573
| An MBR max membrane flux [L/m2/h] | 0.0035606 | 0.0035606
| An MBR cross flow velocity [m/s] | -0.002982 | 0.002982
| PT h2 so4 loading [mg/g] | 0.71433 | 0.71433
| PT solids loading [-] | -0.56498 | 0.56498
| Turbogenerator efficiency [-] | -0.17744 | 0.17744
| FERM glucose-to-ethanol [-] | 0.12764 | 0.12764
| Boiler efficiency [-] | 0.1187 | 0.1187
| PT xylan-to-furfural [-] | -0.11393 | 0.11393
| FERM arabinose-to-ethanol [-] | 0.08363 | 0.08363
| An MBR upflow velocity for GAC [m/hr] | -0.037477 | 0.037477
| An MBR hydraulic retention time [hr] | -0.031891 | 0.031891
| IC biomass conc. ratio [-] | 0.030987 | 0.030987
| An MBR cross flow velocity [m/s] | -0.027943 | 0.027943
| EH solid loading [-] | 0.025545 | 0.025545
| An MBR specific gas demand [m3/m2/hr] | 0.02447 | 0.02447
| EH cellulose-to-glucose [-] | 0.024103 | 0.024103
| An MBR transmembrane pressure [psi] | -0.019336 | 0.019336
| An MBR biomass yield [-] | 0.014022 | 0.014022
| PT xylan-to-xylose [-] | 0.0098724 | 0.0098724
| PT glucose-to-glucose [-] | -0.009579 | 0.009579
| An MBR max membrane flux [L/m2/h] | -0.0077439 | 0.0077439
| EH enzyme loading [-] | 0.007186 | 0.007186
| An MBR membrane lifetime [yr] | 0.0058338 | 0.0058338
| IC organic loading rate [kg COD/m3/hr] | 0.0052643 | 0.0052643
| An MBR membrane unit cost [$/ft2] | -0.0035398 | 0.0035398
| An MBR internal recirculation ratio [-] | 0.0022854 | 0.0022854

## Raw data
Element | Sulfuric acid tank-T201 | Mixer-M202 | PT reactor system-R201 |  |  | Enzyme hydrolysate mixer-M301 |  | Saccharification and co fermentation-R303 |  |  | Internal circulation rx-R601 |  | An MBR-R602 | [6 empty] | Boiler turbogenerator-BT |  | An MBR-R602 |  |  | Biorefinery
Variable | PT h2 so4 loading [mg/g] | PT solids loading [-] | PT glucose-to-glucose [-] | PT xylan-to-xylose [-] | PT xylan-to-furfural [-] | EH solid loading [-] | EH enzyme loading [-] | EH cellulose-to-glucose [-] | FERM glucose-to-ethanol [-] | FERM arabinose-to-ethanol [-] | IC organic loading rate [kg COD/m3/hr] | IC biomass conc. ratio [-] | An MBR max membrane flux [L/m2/h] | An MBR transmembrane pressure [psi] | An MBR internal recirculation ratio [-] | An MBR cross flow velocity [m/s] | An MBR specific gas demand [m3/m2/hr] | An MBR biomass yield [-] | An MBR upflow velocity for GAC [m/hr] | Boiler efficiency [-] | Turbogenerator efficiency [-] | An MBR membrane lifetime [yr] | An MBR membrane unit cost [$/ft2] | An MBR hydraulic retention time [hr] | MESP [USD/gal] | GWP [kg-CO2eq/gal] | WWT CAPEX [MM$] | WWT power [kWh] | InternalCirculationRx installed cost [MM$] | InternalCirculationRx power [kWh] | AnMBR installed cost [MM$] | AnMBR power [kWh] | Skipped installed cost [MM$] | Skipped power [kWh]
0 | 26.8144 | 0.30978 | 0.077283 | 0.891 | 0.071892 | 0.20325 | 24.1909 | 0.92391 | 0.92588 | 0.041632 | 1.3965 | 1.2087 | 13.9067 | 2.4523 | 3.7231 | 1.7641 | 0.95651 | 0.040732 | 8.7374 | 0.85865 | 0.86578 | 10.1128 | 8.2579 | 12.7742 | 2.0988 | -0.19449 | 23.0346 | 1252.4853 | 11.8932 | 73.7754 | 1.8445 | 60.0915 | 0 | 0
1 | 18.748 | 0.31663 | 0.10081 | 0.84241 | 0.062973 | 0.20635 | 16.8866 | 0.87395 | 0.94524 | 0.018804 | 0.96242 | 1.5393 | 13.2148 | 3.1492 | 1.2868 | 1.6635 | 0.39003 | 0.033717 | 6.6161 | 0.79218 | 0.84671 | 11.4281 | 8.3842 | 11.9285 | 2.0569 | -0.044631 | 27.6308 | 1207.6834 | 16.6777 | 72.2966 | 1.7543 | 60.0915 | 0 | 0
2 | 20.5193 | 0.35019 | 0.096929 | 0.86472 | 0.076434 | 0.21117 | 25.6737 | 0.76559 | 0.91203 | 0.26164 | 0.96867 | 1.4987 | 10.3015 | 3.0426 | 1.0818 | 0.64565 | 0.16071 | 0.034166 | 6.6271 | 0.84808 | 0.85952 | 9.2219 | 9.2664 | 14.3115 | 2.2384 | -0.57885 | 27.8732 | 1196.4007 | 16.8909 | 71.7812 | 1.9213 | 60.0915 | 0 | 0
3 | 24.6894 | 0.37198 | 0.099529 | 0.89407 | 0.050888 | 0.20341 | 20.2462 | 0.90659 | 0.95103 | 0.055572 | 1.1776 | 1.1878 | 13.6043 | 2.1521 | 1.347 | 1.721 | 0.49058 | 0.069634 | 8.8058 | 0.85374 | 0.8967 | 9.9186 | 8.7743 | 14.4839 | 1.9559 | -0.29764 | 24.8881 | 1210.3098 | 13.8775 | 71.5944 | 1.9301 | 60.0915 | 0 | 0
4 | 23.7315 | 0.3104 | 0.073491 | 0.86482 | 0.035601 | 0.20195 | 25.2907 | 0.87492 | 0.95244 | 0.57887 | 1.0889 | 1.3475 | 11.1327 | 4.1434 | 2.1796 | 1.6244 | 1.099 | 0.069432 | 8.8823 | 0.78619 | 0.85808 | 10.5813 | 6.6194 | 12.4905 | 2.204 | 0.11494 | 25.3533 | 1250.2902 | 14.1008 | 73.2694 | 1.8133 | 60.0915 | 0 | 0
5 | 24.4857 | 0.32522 | 0.08387 | 0.89526 | 0.058241 | 0.19865 | 27.028 | 0.86928 | 0.95409 | 0.59742 | 1.3732 | 1.5108 | 10.4479 | 2.664 | 1.1713 | 1.5011 | 0.28959 | 0.064212 | 8.8524 | 0.78589 | 0.84651 | 7.0033 | 8.0761 | 8.4567 | 2.2015 | 0.13804 | 22.3927 | 1243.5796 | 11.5243 | 72.8794 | 1.5042 | 60.0915 | 0 | 0
6 | 21.2546 | 0.29514 | 0.096186 | 0.82737 | 0.053929 | 0.23789 | 25.7883 | 0.79745 | 0.95566 | 0.066565 | 1.1596 | 1.4683 | 8.7333 | 2.6072 | 3.3497 | 1.8659 | 0.21088 | 0.032829 | 8.1633 | 0.82965 | 0.85331 | 12.0536 | 7.2372 | 11.4748 | 2.2715 | -0.30042 | 25.1197 | 1245.6118 | 13.9537 | 73.6451 | 1.7433 | 60.0915 | 0 | 0
7 | 22.6196 | 0.35788 | 0.096246 | 0.88629 | 0.065229 | 0.18911 | 16.8282 | 0.79708 | 0.93836 | 0.24873 | 1.0394 | 1.3208 | 14.4824 | 1.7197 | 0.87789 | 1.4966 | 1.0064 | 0.048154 | 8.1883 | 0.85635 | 0.88 | 11.9594 | 9.4413 | 15.9494 | 1.9813 | -0.52159 | 26.5176 | 1203.8516 | 15.3788 | 71.555 | 2.0371 | 60.0915 | 0 | 0
8 | 23.9993 | 0.30437 | 0.091634 | 0.87387 | 0.048723 | 0.19728 | 15.1358 | 0.8433 | 0.90395 | 0.11548 | 1.2672 | 1.5916 | 13.3677 | 2.4675 | 2.8498 | 0.96538 | 0.42138 | 0.070566 | 7.523 | 0.82055 | 0.85394 | 9.9433 | 6.9094 | 15.3587 | 2.0514 | -0.21493 | 24.3018 | 1239.3297 | 12.9702 | 73.5226 | 2.0351 | 60.0915 | 0 | 0
9 | 15.0321 | 0.32846 | 0.088993 | 0.87698 | 0.051905 | 0.20697 | 16.0658 | 0.91948 | 0.95716 | 0.12085 | 1.5611 | 1.2333 | 14.3939 | 3.8619 | 3.432 | 1.3883 | 0.89634 | 0.023077 | 7.4693 | 0.81074 | 0.90349 | 9.6132 | 6.0584 | 13.6633 | 1.8806 | -0.088206 | 21.262 | 1184.0339 | 10.2848 | 71.4191 | 1.8656 | 60.0915 | 0 | 0
10 | 15.3042 | 0.30905 | 0.077114 | 0.86227 | 0.069958 | 0.18795 | 15.3534 | 0.84529 | 0.94508 | 0.66556 | 1.1853 | 1.5581 | 11.8413 | 1.6747 | 1.7003 | 1.2477 | 0.06853 | 0.033432 | 8.9152 | 0.78495 | 0.92534 | 7.7402 | 9.0363 | 9.8024 | 1.9547 | -0.074871 | 23.73 | 1188.6099 | 12.9685 | 71.3542 | 1.5823 | 60.0915 | 0 | 0
11 | 22.475 | 0.27505 | 0.076639 | 0.89096 | 0.065362 | 0.18672 | 20.6344 | 0.88533 | 0.94847 | 0.31868 | 1.5538 | 1.2906 | 11.5902 | 3.6846 | 1.4482 | 1.5721 | 0.63313 | 0.079124 | 7.0526 | 0.7897 | 0.83772 | 10.421 | 8.8474 | 13.9781 | 2.1224 | 0.17967 | 21.8591 | 1264.9229 | 10.3736 | 74.3789 | 1.9581 | 63.0915 | 0 | 0
12 | 18.408 | 0.27678 | 0.06681 | 0.8763 | 0.060994 | 0.21311 | 16.7396 | 0.8587 | 0.95894 | 0.34476 | 1.1119 | 1.7799 | 11.7738 | 2.6722 | 1.4681 | 1.8977 | 0.34738 | 0.037899 | 7.4857 | 0.78877 | 0.86019 | 8.6358 | 9.6403 | 10.1398 | 2.0543 | 0.087525 | 25.1988 | 1240.3923 | 14.0779 | 73.5888 | 1.6417 | 60.0915 | 0 | 0
13 | 17.8836 | 0.26687 | 0.10853 | 0.86251 | 0.06416 | 0.20539 | 14.8585 | 0.84018 | 0.95325 | 0.13604 | 1.3887 | 1.6075 | 11.119 | 3.6381 | 1.9478 | 0.70027 | 0.94003 | 0.053062 | 6.1281 | 0.75071 | 0.88015 | 13.1464 | 6.3705 | 9.2564 | 2.0731 | 0.18431 | 22.5495 | 1234.4398 | 11.546 | 73.5216 | 1.573 | 60.0915 | 0 | 0
14 | 29.5068 | 0.34289 | 0.08362 | 0.86113 | 0.049468 | 0.18243 | 14.6464 | 0.78687 | 0.91559 | 0.18082 | 1.3091 | 1.5021 | 13.5226 | 1.8569 | 0.70728 | 1.1683 | 0.70823 | 0.071358 | 7.957 | 0.78481 | 0.84457 | 11.6205 | 8.6719 | 12.3039 | 2.155 | -0.15532 | 23.6018 | 1244.9508 | 12.6176 | 72.5254 | 1.7864 | 60.0915 | 0 | 0
15 | 16.5304 | 0.36899 | 0.1033 | 0.89309 | 0.047648 | 0.2028 | 19.0642 | 0.85524 | 0.95729 | 0.76565 | 1.2928 | 1.8435 | 9.3817 | 2.4409 | 1.1584 | 0.70644 | 0.46595 | 0.047235 | 8.783 | 0.8358 | 0.78755 | 10.3022 | 6.5435 | 11.4658 | 1.9568 | -0.080244 | 22.6623 | 1207.2938 | 11.6385 | 71.8792 | 1.7124 | 60.0915 | 0 | 0
16 | 11.6649 | 0.26091 | 0.10428 | 0.90028 | 0.045961 | 0.1934 | 23.312 | 0.88164 | 0.93808 | 0.075804 | 1.2566 | 1.6921 | 13.7323 | 2.2754 | 3.1909 | 1.0434 | 0.52888 | 0.063324 | 6.0866 | 0.80265 | 0.83885 | 7.5536 | 9.367 | 11.4456 | 2.12 | 0.075287 | 24.1912 | 1237.8448 | 12.9212 | 74.461 | 1.7654 | 63.0915 | 0 | 0
17 | 23.3558 | 0.36097 | 0.068839 | 0.82955 | 0.043345 | 0.1989 | 23.0246 | 0.84736 | 0.95384 | 0.25851 | 1.1217 | 1.6154 | 13.8091 | 1.0642 | 3.9864 | 1.6648 | 0.66418 | 0.05968 | 9.3989 | 0.78759 | 0.91511 | 9.445 | 7.2488 | 11.8041 | 2.1627 | -0.1742 | 24.826 | 1200.1041 | 14.0435 | 70.9682 | 1.7217 | 60.0915 | 0 | 0
18 | 24.3655 | 0.32348 | 0.081582 | 0.85704 | 0.052781 | 0.20458 | 15.6027 | 0.85748 | 0.91874 | 0.82641 | 1.1792 | 1.4064 | 12.3267 | 1.8459 | 2.354 | 1.4126 | 0.8951 | 0.062791 | 7.2164 | 0.77205 | 0.82304 | 10.8195 | 9.7359 | 8.4813 | 2.0681 | 0.13366 | 23.8569 | 1236.8544 | 13.0105 | 72.7324 | 1.5044 | 60.0915 | 0 | 0
19 | 25.2435 | 0.32873 | 0.11474 | 0.88707 | 0.067297 | 0.20864 | 15.6561 | 0.9365 | 0.93926 | 0.19042 | 1.1315 | 1.4911 | 16.4627 | 4.8914 | 3.3066 | 0.58664 | 0.57551 | 0.049096 | 8.9381 | 0.77395 | 0.91021 | 9.5665 | 7.9633 | 8.9088 | 1.9693 | 0.1299 | 24.8881 | 1221.2783 | 14.2057 | 72.1002 | 1.527 | 60.0915 | 0 | 0
20 | 19.5665 | 0.34886 | 0.072835 | 0.83281 | 0.056392 | 0.18123 | 24.1042 | 0.84738 | 0.93738 | 0.42714 | 1.1148 | 1.7438 | 11.9774 | 3.1416 | 0.88106 | 0.92348 | 0.58337 | 0.031267 | 6.0429 | 0.80155 | 0.81247 | 8.6168 | 9.5102 | 12.6653 | 2.2074 | -0.070754 | 25.2037 | 1208.6251 | 14.1907 | 72.0552 | 1.8049 | 60.0915 | 0 | 0
21 | 25.2138 | 0.2931 | 0.092548 | 0.88946 | 0.032717 | 0.20335 | 20.2418 | 0.89789 | 0.96331 | 0.52859 | 0.95405 | 1.4709 | 12.0686 | 4.0468 | 3.0664 | 0.74811 | 0.57874 | 0.077477 | 6.73 | 0.79033 | 0.82264 | 12.1012 | 6.6538 | 12.7877 | 2.1003 | 0.23621 | 27.072 | 1283.4958 | 15.5769 | 74.3671 | 1.866 | 63.0915 | 0 | 0
22 | 13.6664 | 0.32881 | 0.09097 | 0.85483 | 0.068876 | 0.19259 | 21.5065 | 0.89533 | 0.94786 | 0.010664 | 1.4947 | 1.8529 | 15.2114 | 4.9764 | 0.74518 | 1.2177 | 0.18488 | 0.034377 | 8.1936 | 0.78317 | 0.87015 | 11.4806 | 6.4701 | 10.8135 | 2.0605 | -0.014495 | 21.9997 | 1175.4612 | 11.3015 | 71.2985 | 1.6547 | 60.0915 | 0 | 0
23 | 24.0313 | 0.38678 | 0.10372 | 0.88426 | 0.062176 | 0.19245 | 20.884 | 0.86429 | 0.92665 | 0.12005 | 1.297 | 1.6646 | 15.3349 | 2.3966 | 3.6766 | 0.40411 | 1.1197 | 0.04573 | 7.5914 | 0.81282 | 0.91349 | 10.9819 | 6.5332 | 11.2165 | 2.0393 | -0.28959 | 23.3673 | 1184.4417 | 12.7999 | 70.6254 | 1.673 | 60.0915 | 0 | 0
24 | 12.2108 | 0.31529 | 0.10667 | 0.80733 | 0.044493 | 0.20703 | 23.7866 | 0.86879 | 0.95548 | 0.53446 | 1.1752 | 1.7461 | 13.7853 | 4.1228 | 0.79014 | 1.4191 | 0.65193 | 0.040588 | 7.9363 | 0.79305 | 0.82625 | 10.3287 | 9.5232 | 8.8275 | 2.1246 | 0.0067599 | 23.7913 | 1202.6713 | 12.9409 | 72.1978 | 1.5228 | 60.0915 | 0 | 0
25 | 18.6666 | 0.34735 | 0.092255 | 0.89875 | 0.037039 | 0.24442 | 21.2074 | 0.86322 | 0.95491 | 0.46644 | 1.0436 | 1.1463 | 8.8208 | 1.9287 | 1.9725 | 1.2147 | 0.59961 | 0.060502 | 7.1031 | 0.76473 | 0.77882 | 11.0017 | 6.373 | 9.5811 | 2.1181 | 0.22655 | 25.2832 | 1213.0639 | 14.4233 | 72.2242 | 1.5783 | 60.0915 | 0 | 0
26 | 19.6687 | 0.28307 | 0.082563 | 0.87972 | 0.054076 | 0.19371 | 12.2376 | 0.90809 | 0.95758 | 0.080882 | 1.0372 | 1.7383 | 11.6422 | 3.3148 | 3.2597 | 1.8649 | 1.15 | 0.068473 | 8.2931 | 0.77466 | 0.81435 | 8.1526 | 8.277 | 11.0748 | 1.9768 | 0.24214 | 26.4564 | 1244.8947 | 15.2698 | 73.8097 | 1.7159 | 60.0915 | 0 | 0
27 | 32.7814 | 0.32775 | 0.10074 | 0.84266 | 0.0494 | 0.19552 | 25.3276 | 0.81388 | 0.91943 | 0.058737 | 1.3659 | 1.4176 | 15.4981 | 3.6042 | 3.8396 | 1.6314 | 0.3357 | 0.027243 | 9.7219 | 0.75598 | 0.85267 | 13.9464 | 9.0417 | 9.7542 | 2.4064 | 0.054854 | 22.7451 | 1273.0897 | 11.8888 | 73.2057 | 1.6066 | 60.0915 | 0 | 0
28 | 31.2103 | 0.32964 | 0.10172 | 0.83859 | 0.038692 | 0.20584 | 24.8779 | 0.85146 | 0.94582 | 0.64916 | 1.5496 | 1.3846 | 9.149 | 2.9613 | 3.5879 | 0.82674 | 0.072127 | 0.041985 | 9.248 | 0.80927 | 0.84915 | 6.3245 | 7.7729 | 8.7395 | 2.208 | -0.028646 | 21.1652 | 1287.3359 | 10.1516 | 73.5299 | 1.5343 | 60.0915 | 0 | 0
29 | 23.0187 | 0.3854 | 0.064219 | 0.89599 | 0.065898 | 0.20562 | 12.859 | 0.86118 | 0.9446 | 0.13874 | 1.1783 | 1.2099 | 12.8091 | 3.1424 | 2.0297 | 1.9804 | 0.49992 | 0.057544 | 7.1655 | 0.82607 | 0.8917 | 11.3151 | 6.9393 | 13.6559 | 1.8859 | -0.30012 | 24.6623 | 1183.3925 | 13.8751 | 70.5685 | 1.8488 | 60.0915 | 0 | 0
30 | 20.1371 | 0.28795 | 0.096644 | 0.83649 | 0.048356 | 0.1905 | 21.3779 | 0.93208 | 0.96589 | 0.087329 | 1.2452 | 1.8059 | 16.4126 | 3.0985 | 2.8888 | 1.3017 | 0.43177 | 0.032097 | 8.6547 | 0.82513 | 0.85839 | 13.1962 | 9.73 | 13.7295 | 2.0454 | 0.001935 | 24.167 | 1249.6934 | 12.7567 | 73.8529 | 1.9189 | 60.0915 | 0 | 0
31 | 20.8255 | 0.2929 | 0.075285 | 0.84123 | 0.059309 | 0.22466 | 25.7765 | 0.87376 | 0.94544 | 0.15859 | 1.5551 | 1.2567 | 9.9731 | 3.5162 | 1.4531 | 1.9487 | 0.31376 | 0.052303 | 8.964 | 0.84722 | 0.87071 | 10.906 | 8.3074 | 9.497 | 2.1528 | -0.249 | 21.4254 | 1240.5358 | 10.4426 | 73.6518 | 1.5937 | 60.0915 | 0 | 0
32 | 20.2846 | 0.27912 | 0.10574 | 0.90492 | 0.070111 | 0.19135 | 21.9034 | 0.78942 | 0.9613 | 0.80858 | 1.4404 | 1.3034 | 10.8711 | 3.1158 | 0.69486 | 1.8523 | 0.74188 | 0.066334 | 8.4963 | 0.78723 | 0.822 | 13.2864 | 9.3965 | 12.1726 | 2.1575 | 0.13489 | 21.9267 | 1259.856 | 10.5062 | 74.0717 | 1.8043 | 60.0915 | 0 | 0
33 | 26.8507 | 0.32635 | 0.076425 | 0.88181 | 0.052514 | 0.18544 | 18.2901 | 0.89881 | 0.95033 | 0.29085 | 1.2178 | 1.7248 | 12.513 | 2.8091 | 3.6204 | 1.6054 | 1.0886 | 0.022234 | 7.4818 | 0.83278 | 0.90937 | 9.536 | 9.3887 | 15.0944 | 1.9834 | -0.1595 | 24.2108 | 1243.75 | 12.9278 | 72.6181 | 1.9967 | 60.0915 | 0 | 0
34 | 22.8059 | 0.34049 | 0.073615 | 0.85502 | 0.058451 | 0.22014 | 16.1762 | 0.80755 | 0.95237 | 0.27525 | 1.2726 | 1.1495 | 13.5315 | 3.748 | 2.0371 | 1.9657 | 0.26547 | 0.07946 | 8.1797 | 0.8011 | 0.8436 | 7.5977 | 6.5103 | 11.8169 | 2.0708 | -0.16081 | 23.5539 | 1217.5221 | 12.601 | 71.9985 | 1.7404 | 60.0915 | 0 | 0
35 | 19.5897 | 0.28166 | 0.07014 | 0.8948 | 0.05569 | 0.21711 | 25.9112 | 0.82699 | 0.95396 | 0.44242 | 1.3085 | 1.3321 | 9.0963 | 2.3918 | 1.3046 | 0.96103 | 0.97286 | 0.036767 | 6.2567 | 0.78195 | 0.85732 | 13.4192 | 9.4361 | 13.1193 | 2.2522 | 0.10197 | 23.2069 | 1244.6196 | 11.8615 | 73.7485 | 1.8705 | 60.0915 | 0 | 0
36 | 23.2747 | 0.29655 | 0.11585 | 0.90359 | 0.065977 | 0.21549 | 19.322 | 0.90608 | 0.93303 | 0.13892 | 1.3096 | 1.3662 | 13.5888 | 1.8963 | 3.1521 | 1.2397 | 0.2427 | 0.069164 | 6.8403 | 0.80207 | 0.8802 | 8.9355 | 9.0468 | 15.4809 | 2.0422 | 0.043589 | 24.0787 | 1239.9001 | 12.7099 | 73.4762 | 2.0439 | 60.0915 | 0 | 0
37 | 22.4891 | 0.27874 | 0.088656 | 0.82535 | 0.048175 | 0.2229 | 18.0016 | 0.91066 | 0.94022 | 0.47735 | 1.2706 | 1.8358 | 15.1164 | 3.7515 | 3.5071 | 1.101 | 0.70764 | 0.028463 | 6.8702 | 0.81796 | 0.86166 | 9.115 | 8.537 | 14.9957 | 2.0342 | 0.0048655 | 23.5453 | 1263.2811 | 11.9642 | 74.2156 | 2.0225 | 60.0915 | 0 | 0
38 | 30.4496 | 0.29983 | 0.099685 | 0.85268 | 0.040484 | 0.20339 | 19.4047 | 0.81509 | 0.90696 | 0.47338 | 1.3779 | 1.4426 | 10.1711 | 2.5524 | 3.4338 | 1.2091 | 0.32077 | 0.043475 | 6.6502 | 0.84874 | 0.79241 | 6.9811 | 6.347 | 8.8704 | 2.1821 | -0.21084 | 22.8371 | 1309.8224 | 11.6305 | 75.2888 | 1.5787 | 63.0915 | 0 | 0
39 | 21.7979 | 0.35215 | 0.10143 | 0.89072 | 0.052271 | 0.21976 | 19.7026 | 0.84604 | 0.94733 | 0.30941 | 1.3256 | 1.4654 | 9.6336 | 2.1327 | 1.6644 | 1.2423 | 0.54812 | 0.030919 | 9.0416 | 0.80212 | 0.8449 | 9.4531 | 6.4759 | 14.9747 | 2.0622 | -0.070073 | 22.9535 | 1212.106 | 11.7922 | 71.9259 | 1.9725 | 60.0915 | 0 | 0
40 | 17.5724 | 0.28525 | 0.098508 | 0.82385 | 0.046667 | 0.21905 | 24.372 | 0.85521 | 0.95263 | 0.29811 | 1.3975 | 1.5515 | 8.0945 | 0.88945 | 3.1375 | 0.96837 | 0.6806 | 0.074494 | 9.9019 | 0.80237 | 0.81113 | 8.6489 | 8.3087 | 11.1277 | 2.2067 | 0.024983 | 22.6802 | 1245.4187 | 11.4381 | 73.9814 | 1.7228 | 60.0915 | 0 | 0
41 | 25.7959 | 0.3276 | 0.086505 | 0.85225 | 0.057358 | 0.20741 | 20.5276 | 0.91544 | 0.91817 | 0.21132 | 1.3985 | 1.5144 | 13.0906 | 2.3854 | 2.0284 | 0.40108 | 0.72069 | 0.052729 | 8.6423 | 0.76763 | 0.87552 | 14.1427 | 7.8407 | 14.2888 | 2.1365 | 0.11233 | 22.8139 | 1225.4625 | 11.7293 | 72.4277 | 1.9323 | 60.0915 | 0 | 0
42 | 19.0105 | 0.33694 | 0.10098 | 0.86642 | 0.046162 | 0.21225 | 25.8211 | 0.89566 | 0.96766 | 0.072392 | 1.0806 | 1.3143 | 12.6567 | 2.1918 | 2.5615 | 1.9609 | 0.33226 | 0.076867 | 8.1076 | 0.87189 | 0.88222 | 8.1962 | 8.7051 | 13.849 | 2.0356 | -0.34849 | 25.5231 | 1213.4141 | 14.3817 | 72.3135 | 1.8975 | 60.0915 | 0 | 0
43 | 22.3637 | 0.28593 | 0.086623 | 0.84977 | 0.061473 | 0.18515 | 22.7612 | 0.80968 | 0.96763 | 0.38023 | 1.0003 | 1.2524 | 9.7691 | 1.7917 | 1.7571 | 1.6004 | 0.80934 | 0.062668 | 7.849 | 0.78769 | 0.90375 | 11.1889 | 9.6084 | 11.5528 | 2.2076 | -0.045575 | 26.597 | 1245.5514 | 15.4199 | 73.2177 | 1.7425 | 60.0915 | 0 | 0
44 | 25.4821 | 0.36295 | 0.090432 | 0.80831 | 0.049454 | 0.19198 | 13.5672 | 0.88033 | 0.95582 | 0.44885 | 1.2834 | 1.6436 | 13.2128 | 2.7381 | 2.6369 | 1.5625 | 0.66759 | 0.060156 | 7.3139 | 0.80885 | 0.81103 | 8.8779 | 9.7675 | 10.6484 | 1.971 | -0.048946 | 22.7047 | 1234.0379 | 11.7596 | 72.0682 | 1.6559 | 60.0915 | 0 | 0
45 | 29.1297 | 0.27079 | 0.098223 | 0.88437 | 0.046543 | 0.20554 | 21.1477 | 0.90535 | 0.93272 | 0.68642 | 1.4777 | 1.4037 | 12.5356 | 1.4377 | 1.2506 | 1.5431 | 0.46794 | 0.068157 | 7.452 | 0.80912 | 0.88064 | 7.4906 | 9.1418 | 8.6431 | 2.1048 | 0.14257 | 21.9195 | 1330.0486 | 10.5022 | 76.2704 | 1.5753 | 63.0915 | 0 | 0
46 | 13.764 | 0.34409 | 0.065127 | 0.86411 | 0.060755 | 0.21682 | 18.2176 | 0.90829 | 0.90211 | 0.50205 | 1.4647 | 1.4577 | 8.1529 | 4.5357 | 1.2111 | 1.915 | 0.70078 | 0.078637 | 9.6845 | 0.78467 | 0.90539 | 12.8485 | 7.9749 | 11.6 | 1.9742 | -0.085862 | 22.0277 | 1155.3602 | 11.4278 | 70.5548 | 1.7 | 60.0915 | 0 | 0
47 | 20.9768 | 0.33989 | 0.099808 | 0.86274 | 0.048594 | 0.19915 | 22.5382 | 0.79655 | 0.94465 | 0.16505 | 1.0561 | 1.5737 | 7.982 | 1.1522 | 2.0184 | 1.0871 | 0.66109 | 0.049859 | 9.7772 | 0.79348 | 0.89725 | 11.9205 | 7.6903 | 11.8926 | 2.1812 | -0.24006 | 26.0645 | 1201.1491 | 15.2142 | 71.5485 | 1.7384 | 60.0915 | 0 | 0
48 | 26.6166 | 0.34392 | 0.11083 | 0.87288 | 0.047787 | 0.18695 | 24.5338 | 0.89169 | 0.92675 | 0.099107 | 1.0049 | 1.6468 | 10.9082 | 2.4719 | 3.5728 | 1.9554 | 0.84132 | 0.040301 | 8.5021 | 0.77654 | 0.83609 | 11.8151 | 9.674 | 12.7161 | 2.2232 | 0.10025 | 26.8653 | 1235.9905 | 15.8474 | 72.7037 | 1.8207 | 60.0915 | 0 | 0
49 | 17.9137 | 0.31784 | 0.1084 | 0.85184 | 0.043892 | 0.22598 | 19.2515 | 0.87132 | 0.96728 | 0.46339 | 1.0873 | 1.1513 | 8.8429 | 2.4613 | 2.9419 | 0.95924 | 0.8814 | 0.063286 | 6.2681 | 0.84081 | 0.80625 | 6.9953 | 7.0398 | 9.302 | 1.999 | -0.090258 | 25.0504 | 1235.6127 | 14.0029 | 73.2199 | 1.5722 | 60.0915 | 0 | 0
50 | 17.1956 | 0.30018 | 0.11056 | 0.8855 | 0.07279 | 0.20464 | 14.8043 | 0.86111 | 0.93199 | 0.43906 | 1.3136 | 1.8216 | 10.1963 | 2.1541 | 1.1265 | 0.99733 | 0.67114 | 0.053495 | 6.1751 | 0.75003 | 0.83457 | 13.6064 | 6.4288 | 11.5465 | 2.0243 | 0.22686 | 22.9201 | 1210.5024 | 11.917 | 72.5148 | 1.7292 | 60.0915 | 0 | 0
51 | 12.9729 | 0.29541 | 0.06603 | 0.88433 | 0.048632 | 0.21196 | 19.5863 | 0.8059 | 0.93547 | 0.38316 | 1.5519 | 1.1376 | 8.3482 | 4.8147 | 2.2907 | 1.1205 | 0.55887 | 0.055152 | 6.3781 | 0.80168 | 0.82218 | 5.99 | 9.4732 | 13.029 | 2.1069 | -0.092793 | 21.5112 | 1210.0517 | 10.3263 | 72.9476 | 1.8486 | 60.0915 | 0 | 0
52 | 24.9825 | 0.30984 | 0.081157 | 0.88585 | 0.051755 | 0.21782 | 13.2205 | 0.89385 | 0.96483 | 0.32671 | 0.96444 | 1.8715 | 12.3753 | 3.9531 | 1.2618 | 1.9106 | 1.0171 | 0.074765 | 6.876 | 0.82689 | 0.80897 | 10.4303 | 6.9912 | 15.0603 | 1.9457 | 0.040827 | 27.1796 | 1266.4436 | 15.6342 | 73.8036 | 2.0184 | 60.0915 | 0 | 0
53 | 14.2998 | 0.36635 | 0.10302 | 0.893 | 0.044094 | 0.22361 | 19.8101 | 0.85502 | 0.94121 | 0.55321 | 0.9675 | 1.6785 | 11.3754 | 2.5932 | 1.199 | 0.57504 | 0.52422 | 0.061705 | 7.1361 | 0.85566 | 0.89762 | 8.6778 | 7.9591 | 14.7422 | 1.9068 | -0.41388 | 26.6607 | 1171.4165 | 15.6754 | 70.6861 | 1.9301 | 60.0915 | 0 | 0
54 | 28.1895 | 0.26395 | 0.11041 | 0.85363 | 0.061314 | 0.21345 | 23.9222 | 0.86967 | 0.95646 | 0.27151 | 1.3189 | 1.1507 | 7.352 | 3.5457 | 1.92 | 0.71749 | 1.13 | 0.056051 | 8.3434 | 0.79557 | 0.8838 | 12.9154 | 8.8117 | 11.7819 | 2.2302 | 0.12881 | 23.6524 | 1346.3643 | 11.8535 | 77.2323 | 1.8393 | 63.0915 | 0 | 0
55 | 16.3155 | 0.35177 | 0.083392 | 0.81775 | 0.054875 | 0.19648 | 18.0776 | 0.81563 | 0.93505 | 0.39659 | 1.3549 | 1.3239 | 13.319 | 1.4265 | 3.5143 | 0.83761 | 0.21545 | 0.0649 | 9.4701 | 0.80059 | 0.9213 | 8.7793 | 8.6345 | 9.9828 | 2.0257 | -0.37448 | 22.1781 | 1164.3424 | 11.643 | 70.2627 | 1.5787 | 60.0915 | 0 | 0
56 | 27.3823 | 0.28285 | 0.07655 | 0.87372 | 0.049499 | 0.2008 | 21.0714 | 0.86893 | 0.92068 | 0.17226 | 1.268 | 1.1634 | 12.9062 | 1.7387 | 0.93269 | 1.6494 | 1.0227 | 0.062993 | 8.1039 | 0.75925 | 0.8644 | 7.841 | 6.7376 | 9.8922 | 2.2451 | 0.19782 | 23.9616 | 1267.7296 | 12.9153 | 74.2228 | 1.6319 | 60.0915 | 0 | 0
57 | 23.4386 | 0.28988 | 0.0742 | 0.87098 | 0.051307 | 0.22773 | 16.1952 | 0.80375 | 0.9494 | 0.25405 | 0.99375 | 1.6189 | 11.553 | 3.2427 | 0.64738 | 1.8806 | 1.0969 | 0.038904 | 7.0461 | 0.81404 | 0.90073 | 11.6324 | 9.0031 | 10.5093 | 2.0759 | -0.22636 | 26.6378 | 1246.723 | 15.5675 | 73.3088 | 1.6651 | 60.0915 | 0 | 0
58 | 14.206 | 0.34604 | 0.092213 | 0.91247 | 0.054265 | 0.17715 | 18.4953 | 0.84833 | 0.93075 | 0.42521 | 1.3011 | 1.2492 | 15.817 | 2.4256 | 1.3544 | 0.66266 | 1.0136 | 0.026464 | 8.071 | 0.78928 | 0.85705 | 10.6275 | 6.4126 | 8.7817 | 1.9985 | -0.049892 | 22.5265 | 1174.9988 | 11.9633 | 71.1796 | 1.5044 | 60.0915 | 0 | 0
59 | 23.2595 | 0.28563 | 0.078837 | 0.869 | 0.046259 | 0.23421 | 21.4283 | 0.90391 | 0.92265 | 0.31257 | 1.3602 | 1.7875 | 9.0373 | 1.9132 | 3.9389 | 0.63993 | 0.99619 | 0.033139 | 8.0521 | 0.78664 | 0.81817 | 7.3902 | 9.5496 | 15.7323 | 2.1676 | 0.17435 | 23.367 | 1263.3859 | 11.7934 | 74.368 | 2.0925 | 63.0915 | 0 | 0
60 | 21.8985 | 0.26526 | 0.095733 | 0.90074 | 0.039763 | 0.20176 | 16.7261 | 0.8907 | 0.9358 | 0.50518 | 1.3185 | 1.6948 | 15.5984 | 4.2806 | 1.1519 | 1.6158 | 0.41698 | 0.023167 | 8.3922 | 0.74592 | 0.81498 | 11.1666 | 8.0995 | 12.6886 | 2.0967 | 0.41347 | 23.2405 | 1274.8585 | 11.7406 | 74.8164 | 1.867 | 63.0915 | 0 | 0
61 | 19.3868 | 0.31176 | 0.096681 | 0.87234 | 0.075767 | 0.20104 | 20.0568 | 0.89859 | 0.9287 | 0.41799 | 0.9399 | 1.7602 | 15.2506 | 1.1262 | 1.6541 | 0.70526 | 0.39835 | 0.075508 | 7.2638 | 0.83183 | 0.84502 | 8.4533 | 6.4005 | 11.2628 | 2.0289 | -0.10038 | 27.9262 | 1220.5307 | 16.9229 | 72.884 | 1.7142 | 60.0915 | 0 | 0
62 | 22.8704 | 0.31006 | 0.089576 | 0.89332 | 0.043003 | 0.22517 | 16.0124 | 0.86138 | 0.95734 | 0.33819 | 1.289 | 1.4106 | 13.17 | 3.3534 | 1.7383 | 1.9316 | 0.73036 | 0.026242 | 8.4605 | 0.83128 | 0.83482 | 6.645 | 6.2543 | 13.4929 | 1.9766 | -0.0754 | 23.1859 | 1251.9275 | 11.8217 | 73.5568 | 1.8944 | 60.0915 | 0 | 0
63 | 22.0126 | 0.28541 | 0.087617 | 0.82752 | 0.078872 | 0.20187 | 18.784 | 0.8593 | 0.93037 | 0.58935 | 1.2264 | 1.4367 | 10.6872 | 4.0885 | 3.5534 | 0.99194 | 1.1785 | 0.072373 | 6.7166 | 0.82782 | 0.85244 | 8.8817 | 6.7074 | 10.933 | 2.0775 | -0.13502 | 24.0968 | 1248.0951 | 12.937 | 73.7168 | 1.7032 | 60.0915 | 0 | 0
64 | 30.3746 | 0.30737 | 0.11375 | 0.84566 | 0.045356 | 0.23583 | 21.8602 | 0.78315 | 0.95864 | 0.1485 | 0.95526 | 1.771 | 9.2523 | 3.5002 | 1.5409 | 1.2708 | 0.86657 | 0.041869 | 7.0972 | 0.81636 | 0.86977 | 10.3419 | 7.4101 | 14.1585 | 2.2411 | -0.23592 | 27.8967 | 1287.4343 | 16.4694 | 73.7932 | 1.9498 | 60.0915 | 0 | 0
65 | 11.9015 | 0.28005 | 0.10508 | 0.88304 | 0.046971 | 0.20435 | 18.155 | 0.82976 | 0.94956 | 0.067515 | 0.98329 | 1.6364 | 13.0793 | 3.1684 | 3.9755 | 1.6259 | 0.6265 | 0.020842 | 6.1267 | 0.79535 | 0.86031 | 6.9033 | 8.154 | 14.3885 | 2.0631 | -0.05541 | 27.0833 | 1213.1803 | 15.7635 | 73.1664 | 1.9547 | 60.0915 | 0 | 0
66 | 26.7065 | 0.27686 | 0.081636 | 0.86825 | 0.04506 | 0.22377 | 20.1504 | 0.89729 | 0.95188 | 0.71783 | 1.0593 | 1.3645 | 12.7409 | 1.3898 | 2.7904 | 1.1088 | 0.61494 | 0.049192 | 7.0191 | 0.81502 | 0.86765 | 11.0287 | 8.7432 | 11.7465 | 2.0776 | 0.10087 | 25.6902 | 1295.3635 | 14.2156 | 74.7488 | 1.7934 | 63.0915 | 0 | 0
67 | 19.3799 | 0.28739 | 0.10405 | 0.90805 | 0.036109 | 0.22697 | 14.4184 | 0.90356 | 0.91635 | 0.28196 | 0.97033 | 1.794 | 13.8595 | 3.2787 | 1.6798 | 0.66457 | 0.50395 | 0.06651 | 9.944 | 0.80375 | 0.82669 | 11.4973 | 8.7454 | 12.8598 | 1.9859 | 0.0856 | 27.859 | 1243.3141 | 16.553 | 74.1048 | 1.8572 | 60.0915 | 0 | 0
68 | 19.5209 | 0.36073 | 0.096772 | 0.85614 | 0.03631 | 0.19927 | 14.4378 | 0.94538 | 0.93169 | 0.20346 | 1.3901 | 1.4455 | 14.4034 | 2.5173 | 2.816 | 0.81603 | 0.7117 | 0.079631 | 8.9306 | 0.80103 | 0.78971 | 7.4196 | 8.0093 | 11.0198 | 1.9287 | 0.072758 | 22.4017 | 1204.5367 | 11.547 | 72.0717 | 1.683 | 60.0915 | 0 | 0
69 | 30.0356 | 0.27093 | 0.092568 | 0.86609 | 0.061601 | 0.21862 | 17.3732 | 0.84688 | 0.95559 | 0.028307 | 1.2212 | 1.6615 | 9.2186 | 4.3747 | 0.98704 | 1.8402 | 0.81958 | 0.034882 | 7.2285 | 0.79886 | 0.84217 | 11.3787 | 6.1402 | 13.5773 | 2.1706 | 0.086844 | 24.8441 | 1341.6827 | 13.0191 | 76.6722 | 1.9711 | 63.0915 | 0 | 0
70 | 16.4171 | 0.28188 | 0.09843 | 0.88043 | 0.053214 | 0.20239 | 12.5812 | 0.82393 | 0.95361 | 0.28005 | 1.3575 | 1.7088 | 11.2431 | 1.8597 | 3.7018 | 0.5809 | 0.50257 | 0.025176 | 9.6428 | 0.78837 | 0.83858 | 12.778 | 6.9753 | 15.7828 | 1.9826 | 0.031343 | 23.0767 | 1232.0966 | 11.5537 | 73.4282 | 2.0651 | 60.0915 | 0 | 0
71 | 16.6998 | 0.28359 | 0.10681 | 0.86365 | 0.052165 | 0.21289 | 25.7121 | 0.86378 | 0.93409 | 0.33537 | 1.4069 | 1.6969 | 11.3592 | 1.8805 | 3.2766 | 1.7489 | 0.17359 | 0.057429 | 7.6858 | 0.84434 | 0.89368 | 9.8112 | 7.2556 | 11.6651 | 2.1068 | -0.25925 | 22.7019 | 1229.3174 | 11.5454 | 73.5398 | 1.7559 | 60.0915 | 0 | 0
72 | 29.1171 | 0.35452 | 0.11032 | 0.84923 | 0.071027 | 0.19798 | 23.4603 | 0.89285 | 0.93951 | 0.14441 | 1.0068 | 1.2025 | 10.9671 | 1.657 | 0.69915 | 1.752 | 0.20602 | 0.077636 | 6.3928 | 0.82425 | 0.90559 | 10.4852 | 7.6538 | 13.3849 | 2.1148 | -0.21992 | 26.7644 | 1232.2154 | 15.8045 | 71.941 | 1.8556 | 60.0915 | 0 | 0
73 | 25.6358 | 0.28731 | 0.079641 | 0.87528 | 0.072133 | 0.19453 | 15.7374 | 0.93322 | 0.92 | 0.15167 | 1.1105 | 1.1661 | 6.4914 | 1.7576 | 3.3938 | 1.0653 | 0.8908 | 0.069379 | 8.4064 | 0.79709 | 0.8947 | 8.6203 | 7.1235 | 11.6386 | 2.0169 | 0.061846 | 25.6146 | 1246.427 | 14.55 | 73.6364 | 1.7555 | 60.0915 | 0 | 0
74 | 29.047 | 0.30657 | 0.09029 | 0.84903 | 0.065715 | 0.20695 | 19.9436 | 0.8295 | 0.92801 | 0.38222 | 1.3509 | 1.8335 | 9.3086 | 4.2075 | 2.2495 | 0.53641 | 0.40434 | 0.038591 | 7.1618 | 0.79764 | 0.85455 | 5.9202 | 7.3121 | 14.2074 | 2.1846 | -0.064261 | 23.1314 | 1268.0141 | 11.7942 | 73.5279 | 1.9481 | 60.0915 | 0 | 0
75 | 19.4748 | 0.28032 | 0.11466 | 0.87583 | 0.039808 | 0.20758 | 14.5423 | 0.92341 | 0.94355 | 0.24732 | 1.3352 | 1.8363 | 9.1659 | 3.9414 | 2.6111 | 1.7402 | 0.11802 | 0.067111 | 8.5229 | 0.82884 | 0.82925 | 11.9734 | 8.9319 | 14.1415 | 1.9261 | 0.034013 | 23.246 | 1260.6229 | 11.7027 | 74.4584 | 1.9722 | 63.0915 | 0 | 0
76 | 20.7856 | 0.2752 | 0.071828 | 0.89224 | 0.038121 | 0.22076 | 24.2252 | 0.85771 | 0.9236 | 0.034102 | 1.4829 | 1.8242 | 12.1903 | 4.0449 | 1.0167 | 1.9546 | 0.10789 | 0.046948 | 7.6064 | 0.78898 | 0.85047 | 6.5254 | 8.1758 | 11.0015 | 2.2498 | 0.055213 | 22.5736 | 1255.0576 | 11.3932 | 74.4539 | 1.7309 | 63.0915 | 0 | 0
77 | 22.8274 | 0.32135 | 0.075639 | 0.87739 | 0.05467 | 0.21576 | 23.936 | 0.85382 | 0.92546 | 0.073574 | 1.2554 | 1.4079 | 7.4958 | 2.5515 | 3.9522 | 0.48237 | 0.80885 | 0.052615 | 9.5293 | 0.78364 | 0.87611 | 8.375 | 7.9975 | 11.8265 | 2.2201 | -0.050124 | 23.9478 | 1216.468 | 13.05 | 72.4612 | 1.7495 | 60.0915 | 0 | 0
78 | 23.1229 | 0.29668 | 0.10781 | 0.82925 | 0.046775 | 0.18719 | 18.833 | 0.7947 | 0.95988 | 0.13416 | 1.3337 | 1.2815 | 6.7262 | 3.6251 | 0.73675 | 1.2803 | 0.71027 | 0.027307 | 6.1198 | 0.8055 | 0.91003 | 10.4928 | 6.499 | 10.5825 | 2.1195 | -0.26084 | 22.7071 | 1239.7589 | 11.6821 | 72.9334 | 1.664 | 60.0915 | 0 | 0
79 | 25.5774 | 0.2933 | 0.093656 | 0.87446 | 0.044825 | 0.21451 | 21.3385 | 0.87018 | 0.9146 | 0.20998 | 0.9974 | 1.5421 | 11.3491 | 2.9139 | 2.7348 | 0.87213 | 0.93379 | 0.051028 | 9.9732 | 0.7824 | 0.89708 | 8.4291 | 8.6554 | 11.4126 | 2.1904 | 0.019031 | 27.5553 | 1249.391 | 16.4845 | 73.6132 | 1.7384 | 60.0915 | 0 | 0
80 | 20.717 | 0.27833 | 0.10061 | 0.81053 | 0.062443 | 0.20406 | 21.0293 | 0.90193 | 0.92089 | 0.31473 | 1.019 | 1.7007 | 14.9461 | 2.692 | 3.3534 | 1.1259 | 0.5804 | 0.062858 | 7.7238 | 0.82327 | 0.81866 | 8.0009 | 9.3717 | 13.4408 | 2.1454 | -0.039902 | 27.0764 | 1258.1342 | 15.6548 | 74.4654 | 1.9187 | 63.0915 | 0 | 0
81 | 24.3513 | 0.27858 | 0.10547 | 0.83571 | 0.071836 | 0.20372 | 16.1436 | 0.8585 | 0.93935 | 0.77872 | 1.1205 | 1.7489 | 9.5439 | 4.6758 | 2.2523 | 0.5201 | 1.1703 | 0.072239 | 9.715 | 0.79644 | 0.86777 | 11.2399 | 7.6469 | 14.4932 | 2.0495 | 0.05097 | 25.4471 | 1265.3686 | 13.9139 | 73.8887 | 1.9772 | 60.0915 | 0 | 0
82 | 24.7669 | 0.29407 | 0.075702 | 0.89579 | 0.046487 | 0.20725 | 24.9118 | 0.9164 | 0.93783 | 0.50273 | 1.1528 | 1.8595 | 12.3384 | 3.69 | 1.0199 | 1.2746 | 0.84926 | 0.058534 | 9.8391 | 0.8033 | 0.91526 | 7.4398 | 6.5383 | 12.4323 | 2.1323 | 0.068856 | 25.1714 | 1255.186 | 13.9319 | 73.613 | 1.8151 | 60.0915 | 0 | 0
83 | 17.6799 | 0.30476 | 0.10066 | 0.87624 | 0.057677 | 0.21518 | 15.528 | 0.91122 | 0.92593 | 0.35579 | 1.1947 | 1.3113 | 6.8352 | 4.4015 | 1.7671 | 1.3244 | 0.25697 | 0.029812 | 8.4746 | 0.79173 | 0.89966 | 9.1924 | 8.3438 | 12.7448 | 1.9446 | 0.011872 | 24.1918 | 1204.1149 | 13.17 | 72.3339 | 1.8157 | 60.0915 | 0 | 0
84 | 27.6412 | 0.33219 | 0.071516 | 0.88321 | 0.04754 | 0.24074 | 18.9447 | 0.793 | 0.95926 | 0.14558 | 1.5372 | 1.2629 | 12.5839 | 2.1397 | 2.7005 | 1.56 | 0.9033 | 0.070388 | 8.6323 | 0.77673 | 0.81721 | 11.5933 | 7.441 | 14.3173 | 2.2069 | 0.03241 | 21.6261 | 1254.7567 | 10.3438 | 72.9705 | 1.9453 | 60.0915 | 0 | 0
85 | 22.78 | 0.32085 | 0.10053 | 0.87319 | 0.051088 | 0.19693 | 26.7028 | 0.92877 | 0.9425 | 0.11147 | 1.4843 | 1.401 | 15.4123 | 3.5352 | 3.1485 | 0.87603 | 0.30803 | 0.048536 | 8.9965 | 0.79836 | 0.83992 | 8.3915 | 7.3453 | 13.7443 | 2.1698 | 0.098708 | 22.5139 | 1234.3457 | 11.3175 | 73.1511 | 1.9057 | 60.0915 | 0 | 0
86 | 20.1681 | 0.31087 | 0.070969 | 0.86542 | 0.038159 | 0.18997 | 10.6668 | 0.83792 | 0.95452 | 0.53724 | 0.95215 | 1.4956 | 7.2337 | 3.4722 | 0.53351 | 1.4676 | 1.036 | 0.03737 | 7.0572 | 0.84266 | 0.81328 | 10.3605 | 8.0609 | 8.7844 | 1.9046 | -0.16885 | 26.5839 | 1244.5829 | 15.5418 | 73.3847 | 1.5358 | 60.0915 | 0 | 0
87 | 10.4675 | 0.37971 | 0.071609 | 0.91446 | 0.03426 | 0.19488 | 17.0993 | 0.89351 | 0.94284 | 0.0048237 | 1.0885 | 1.7664 | 14.1074 | 0.71612 | 2.7092 | 0.69029 | 1.1106 | 0.038871 | 7.6463 | 0.79888 | 0.83273 | 9.9472 | 9.1461 | 15.307 | 1.9401 | -0.071285 | 25.3397 | 1152.8761 | 14.4399 | 70.4868 | 1.9671 | 60.0915 | 0 | 0
88 | 24.051 | 0.3349 | 0.11604 | 0.8975 | 0.051476 | 0.19754 | 13.6816 | 0.89226 | 0.93767 | 0.42946 | 1.1999 | 1.1908 | 12.0092 | 2.2941 | 1.8364 | 0.81787 | 0.87918 | 0.040537 | 9.6991 | 0.75644 | 0.86382 | 14.4452 | 7.6052 | 15.3438 | 1.9764 | 0.20681 | 24.1941 | 1221.6466 | 12.9711 | 72.1289 | 2.0044 | 60.0915 | 0 | 0
89 | 28.7608 | 0.31227 | 0.10701 | 0.85236 | 0.047768 | 0.20452 | 20.6109 | 0.81012 | 0.92384 | 0.536 | 1.4772 | 1.63 | 16.0207 | 1.3498 | 2.8907 | 0.82015 | 0.43722 | 0.068279 | 7.178 | 0.79501 | 0.87936 | 9.5768 | 6.8847 | 8.5755 | 2.1822 | -0.10699 | 21.458 | 1264.0586 | 10.5547 | 73.2853 | 1.5183 | 60.0915 | 0 | 0
90 | 26.1088 | 0.34153 | 0.084673 | 0.8997 | 0.055085 | 0.19793 | 19.233 | 0.85328 | 0.92625 | 0.45673 | 1.3541 | 1.8273 | 10.1181 | 2.8761 | 3.029 | 1.5757 | 1.0816 | 0.056958 | 6.1441 | 0.79877 | 0.89516 | 7.943 | 7.2577 | 11.9229 | 2.0656 | -0.093834 | 22.6703 | 1225.8092 | 11.7442 | 72.0594 | 1.7495 | 60.0915 | 0 | 0
91 | 20.9943 | 0.2941 | 0.096857 | 0.87875 | 0.065344 | 0.2 | 14.7189 | 0.90032 | 0.95849 | 0.46316 | 1.2387 | 1.2124 | 10.3252 | 2.3002 | 0.79352 | 1.5255 | 0.076883 | 0.035784 | 8.5339 | 0.83308 | 0.83193 | 11.3289 | 8.9861 | 10.2326 | 1.9219 | 0.006778 | 23.8437 | 1250.2726 | 12.6818 | 73.7471 | 1.6511 | 60.0915 | 0 | 0
92 | 24.4071 | 0.25863 | 0.092697 | 0.90371 | 0.049151 | 0.23177 | 19.6453 | 0.88024 | 0.94635 | 0.019803 | 1.5583 | 1.1524 | 9.2722 | 2.5852 | 3.4793 | 0.69444 | 0.86987 | 0.050102 | 6.424 | 0.75317 | 0.84405 | 8.2491 | 9.8309 | 14.7541 | 2.1847 | 0.35222 | 22.1552 | 1296.9544 | 10.4195 | 75.8272 | 2.0478 | 63.0915 | 0 | 0
93 | 34.0511 | 0.27123 | 0.11148 | 0.89355 | 0.040148 | 0.206 | 22.0939 | 0.829 | 0.93286 | 0.19106 | 0.9802 | 1.495 | 13.2717 | 3.9121 | 0.68535 | 1.8564 | 0.35297 | 0.056326 | 7.2898 | 0.8396 | 0.87414 | 10.3178 | 7.0846 | 14.4455 | 2.2473 | -0.11698 | 28.7964 | 1418.4959 | 16.471 | 79.4242 | 2.1063 | 66.0915 | 0 | 0
94 | 26.2134 | 0.33896 | 0.097889 | 0.85071 | 0.048039 | 0.22871 | 25.2268 | 0.89261 | 0.9516 | 0.15432 | 1.5614 | 1.1775 | 13.0843 | 1.0508 | 3.9346 | 1.1888 | 0.28466 | 0.059305 | 8.7911 | 0.81607 | 0.87132 | 13.696 | 8.8547 | 14.3592 | 2.1462 | -0.095767 | 21.5371 | 1239.3872 | 10.3403 | 72.6337 | 1.942 | 60.0915 | 0 | 0
95 | 21.147 | 0.32574 | 0.10683 | 0.90415 | 0.063222 | 0.18402 | 20.0158 | 0.88719 | 0.92585 | 0.42325 | 1.4755 | 1.2689 | 6.9535 | 2.0132 | 1.8047 | 0.64183 | 0.91009 | 0.076054 | 8.2767 | 0.82455 | 0.92891 | 11.3632 | 9.1765 | 12.1454 | 1.9708 | -0.19409 | 22.2004 | 1204.1912 | 11.3027 | 71.9302 | 1.7642 | 60.0915 | 0 | 0
96 | 22.567 | 0.34614 | 0.081518 | 0.86316 | 0.066176 | 0.24195 | 22.4648 | 0.88599 | 0.96295 | 0.52792 | 1.0098 | 1.1884 | 13.1143 | 1.8211 | 0.91441 | 1.025 | 0.13948 | 0.021776 | 8.9939 | 0.75251 | 0.83518 | 10.2601 | 7.5262 | 10.6637 | 2.1503 | 0.24736 | 26.2058 | 1214.5969 | 15.3437 | 71.7108 | 1.6507 | 60.0915 | 0 | 0
97 | 13.4057 | 0.29437 | 0.088231 | 0.82787 | 0.045103 | 0.23959 | 17.4168 | 0.79854 | 0.91089 | 0.40228 | 1.2246 | 1.2272 | 10.9802 | 2.8338 | 3.2671 | 1.727 | 0.87517 | 0.035256 | 6.5213 | 0.79393 | 0.88035 | 12.4676 | 7.0788 | 13.7675 | 2.1029 | -0.25164 | 24.0664 | 1195.4146 | 12.9585 | 72.3063 | 1.8909 | 60.0915 | 0 | 0
98 | 29.6262 | 0.32198 | 0.091007 | 0.8867 | 0.042525 | 0.20449 | 20.5941 | 0.8401 | 0.9414 | 0.63771 | 1.1705 | 1.2483 | 13.7485 | 2.5726 | 1.8676 | 0.4632 | 1.0449 | 0.028853 | 8.8356 | 0.78223 | 0.78708 | 13.0066 | 8.6583 | 12.2081 | 2.1901 | 0.18647 | 24.3459 | 1284.3518 | 13.0216 | 73.9285 | 1.8043 | 60.0915 | 0 | 0
99 | 23.6272 | 0.29096 | 0.098014 | 0.88778 | 0.034547 | 0.20322 | 17.7297 | 0.80152 | 0.9645 | 0.72189 | 1.3198 | 1.8251 | 7.3753 | 3.8737 | 2.7846 | 1.0863 | 0.67648 | 0.056477 | 7.9765 | 0.80227 | 0.82325 | 9.6458 | 8.1817 | 10.8631 | 2.0857 | 0.053845 | 22.7961 | 1277.5993 | 11.413 | 74.2418 | 1.7068 | 60.0915 | 0 | 0
100 | 23.8827 | 0.31922 | 0.10903 | 0.8482 | 0.039051 | 0.23034 | 20.6597 | 0.8005 | 0.90852 | 0.047058 | 1.3956 | 1.8321 | 6.6992 | 2.1978 | 1.901 | 1.52 | 0.30271 | 0.067938 | 7.4071 | 0.7423 | 0.85453 | 8.8538 | 8.4926 | 13.5943 | 2.3015 | 0.057002 | 22.7884 | 1223.2441 | 11.7292 | 72.5885 | 1.8838 | 60.0915 | 0 | 0
101 | 19.1491 | 0.31238 | 0.11016 | 0.89978 | 0.06491 | 0.2146 | 21.8803 | 0.8827 | 0.93059 | 0.08999 | 1.0729 | 1.2557 | 14.1294 | 3.2969 | 0.58568 | 1.0484 | 0.47483 | 0.055809 | 8.5601 | 0.79162 | 0.86854 | 13.9227 | 8.412 | 12.2326 | 2.1073 | 0.010196 | 26.3404 | 1208.9453 | 15.378 | 72.5907 | 1.7822 | 60.0915 | 0 | 0
102 | 20.3004 | 0.27416 | 0.098585 | 0.88158 | 0.032842 | 0.20662 | 18.3211 | 0.94247 | 0.92742 | 0.13541 | 1.0212 | 1.2256 | 10.7632 | 1.3345 | 1.5282 | 0.73726 | 0.23137 | 0.063602 | 7.664 | 0.80514 | 0.82817 | 9.8546 | 8.2818 | 10.1019 | 2.047 | 0.14844 | 26.7646 | 1261.5507 | 15.5681 | 74.796 | 1.6672 | 63.0915 | 0 | 0
103 | 15.1834 | 0.27805 | 0.094441 | 0.88535 | 0.047886 | 0.23995 | 13.5806 | 0.8091 | 0.94784 | 0.12932 | 1.0587 | 1.1413 | 6.0024 | 2.3415 | 2.9486 | 0.82118 | 0.67259 | 0.048353 | 8.458 | 0.81398 | 0.89657 | 9.8636 | 8.0588 | 12.8784 | 1.967 | -0.22904 | 25.7064 | 1218.379 | 14.5055 | 73.1097 | 1.84 | 60.0915 | 0 | 0
104 | 19.9546 | 0.29738 | 0.096593 | 0.85056 | 0.040535 | 0.21853 | 21.2513 | 0.90624 | 0.93602 | 0.0036095 | 1.1924 | 1.5837 | 8.6599 | 1.7754 | 3.5225 | 0.70881 | 0.22826 | 0.027329 | 7.5526 | 0.73406 | 0.86489 | 7.6878 | 7.589 | 8.7276 | 2.1859 | 0.29137 | 24.0463 | 1221.9172 | 13.2572 | 72.948 | 1.5253 | 60.0915 | 0 | 0
105 | 16.3397 | 0.37365 | 0.08103 | 0.88867 | 0.043247 | 0.19089 | 22.6422 | 0.83507 | 0.94396 | 0.094357 | 1.2537 | 1.5714 | 13.4085 | 1.8417 | 2.5247 | 1.037 | 1.0963 | 0.06265 | 9.8286 | 0.78957 | 0.89207 | 12.3671 | 7.0198 | 10.432 | 2.1047 | -0.19274 | 23.3996 | 1164.3499 | 12.862 | 70.4282 | 1.6132 | 60.0915 | 0 | 0
106 | 32.4375 | 0.28688 | 0.11684 | 0.84607 | 0.042915 | 0.21092 | 21.3944 | 0.84971 | 0.94886 | 0.52519 | 1.5507 | 1.4113 | 7.6543 | 4.6129 | 0.81965 | 0.46228 | 0.75949 | 0.05675 | 9.8164 | 0.79816 | 0.82113 | 11.2307 | 9.0949 | 10.9689 | 2.2046 | 0.13083 | 21.66 | 1334.9371 | 10.1671 | 75.4295 | 1.7447 | 63.0915 | 0 | 0
107 | 17.8176 | 0.30892 | 0.094487 | 0.90012 | 0.051005 | 0.23762 | 13.9315 | 0.88372 | 0.92774 | 0.51561 | 1.374 | 1.346 | 14.36 | 3.8345 | 1.8016 | 0.48462 | 0.37062 | 0.030339 | 7.7111 | 0.73731 | 0.79123 | 9.5126 | 9.5351 | 12.3616 | 2.0168 | 0.35144 | 22.6529 | 1214.6454 | 11.5594 | 72.6775 | 1.7937 | 60.0915 | 0 | 0
108 | 31.0997 | 0.33263 | 0.086643 | 0.87374 | 0.03679 | 0.22279 | 23.8978 | 0.90502 | 0.95094 | 0.20811 | 1.0084 | 1.6443 | 7.6322 | 3.5258 | 1.4119 | 1.2723 | 0.082664 | 0.026926 | 7.4253 | 0.84127 | 0.85277 | 9.4344 | 6.4526 | 13.2958 | 2.1359 | -0.096595 | 26.8254 | 1285.5912 | 15.511 | 73.7458 | 1.8831 | 60.0915 | 0 | 0
109 | 22.9013 | 0.30139 | 0.091955 | 0.90466 | 0.07292 | 0.19825 | 19.1014 | 0.91263 | 0.95768 | 0.092548 | 1.331 | 1.8007 | 9.228 | 4.0387 | 1.4183 | 1.3748 | 0.5101 | 0.038624 | 7.1569 | 0.81014 | 0.8457 | 12.386 | 8.5982 | 14.6879 | 2.0236 | 0.081905 | 23.2726 | 1244.7607 | 11.898 | 73.501 | 1.9843 | 60.0915 | 0 | 0
110 | 31.5361 | 0.33459 | 0.097594 | 0.89033 | 0.053181 | 0.22253 | 19.5934 | 0.89457 | 0.94965 | 0.43455 | 1.453 | 1.8158 | 9.8858 | 2.2864 | 2.9151 | 1.6668 | 0.52699 | 0.06756 | 7.5343 | 0.79002 | 0.88841 | 11.4497 | 6.8908 | 10.8011 | 2.0625 | 0.091308 | 21.6348 | 1272.2277 | 10.6114 | 72.8768 | 1.6796 | 60.0915 | 0 | 0
111 | 29.08 | 0.33887 | 0.079974 | 0.89764 | 0.050371 | 0.21948 | 15.4418 | 0.84645 | 0.96869 | 0.58463 | 1.4737 | 1.8634 | 9.9925 | 1.8987 | 3.1065 | 1.5312 | 0.73429 | 0.020216 | 6.6844 | 0.86031 | 0.82738 | 8.737 | 7.119 | 13.2701 | 1.9501 | -0.15313 | 21.7363 | 1282.003 | 10.3244 | 73.5372 | 1.8773 | 60.0915 | 0 | 0
112 | 28.3096 | 0.28841 | 0.077998 | 0.82656 | 0.074387 | 0.19766 | 22.5881 | 0.85996 | 0.95556 | 0.27954 | 1.4397 | 1.8736 | 14.3247 | 1.5465 | 2.9879 | 1.3411 | 0.67532 | 0.068958 | 6.7455 | 0.79329 | 0.90205 | 10.041 | 6.0685 | 15.59 | 2.216 | 0.031324 | 22.9057 | 1276.7453 | 11.3737 | 73.856 | 2.0596 | 60.0915 | 0 | 0
113 | 26.3711 | 0.34263 | 0.072682 | 0.90281 | 0.042026 | 0.23187 | 23.3618 | 0.77443 | 0.94014 | 0.34262 | 1.3861 | 1.4135 | 8.7021 | 4.2591 | 3.9228 | 0.92734 | 0.96232 | 0.044209 | 7.2876 | 0.81734 | 0.88782 | 12.4561 | 6.9246 | 10.2494 | 2.1987 | -0.31405 | 22.3976 | 1233.9942 | 11.5457 | 72.2913 | 1.6291 | 60.0915 | 0 | 0
114 | 23.9651 | 0.31135 | 0.089359 | 0.83474 | 0.048407 | 0.19955 | 24.9432 | 0.91591 | 0.95136 | 0.073038 | 1.1427 | 1.6318 | 10.456 | 4.5599 | 2.8354 | 1.1044 | 1.0423 | 0.06675 | 6.1512 | 0.80421 | 0.87947 | 11.1112 | 9.0185 | 8.7492 | 2.1668 | -0.010749 | 24.9359 | 1240.8467 | 14.0891 | 73.0866 | 1.5292 | 60.0915 | 0 | 0
115 | 12.0944 | 0.26591 | 0.098561 | 0.85426 | 0.041858 | 0.2098 | 17.3597 | 0.8383 | 0.93289 | 0.025451 | 1.0969 | 1.2498 | 5.62 | 2.148 | 2.2075 | 1.9922 | 1.1157 | 0.0708 | 6.0217 | 0.81928 | 0.82751 | 7.8112 | 9.3193 | 15.8567 | 2.0738 | -0.13688 | 25.9842 | 1234.4025 | 14.4053 | 74.2559 | 2.0995 | 63.0915 | 0 | 0
116 | 27.3032 | 0.29673 | 0.089739 | 0.86442 | 0.054226 | 0.1785 | 17.1177 | 0.85904 | 0.92318 | 0.53237 | 1.3408 | 1.6913 | 10.1652 | 1.992 | 1.0139 | 1.1718 | 0.56933 | 0.070698 | 6.1658 | 0.82517 | 0.83255 | 14.4565 | 8.0908 | 14.1881 | 2.0683 | -0.067278 | 23.2343 | 1279.4395 | 11.7417 | 74.2781 | 1.9719 | 63.0915 | 0 | 0
117 | 24.2638 | 0.2917 | 0.082839 | 0.86732 | 0.046582 | 0.18752 | 16.4245 | 0.89106 | 0.94232 | 0.38105 | 1.0316 | 1.4247 | 13.2292 | 3.8077 | 0.65484 | 0.70384 | 0.1053 | 0.0691 | 7.4182 | 0.79997 | 0.86246 | 10.8537 | 9.2933 | 11.99 | 2.0393 | 0.062983 | 26.5035 | 1257.9656 | 15.2471 | 73.8007 | 1.7856 | 60.0915 | 0 | 0
118 | 17.656 | 0.34689 | 0.070597 | 0.87017 | 0.066445 | 0.21477 | 15.9726 | 0.88251 | 0.93792 | 0.49705 | 1.0771 | 1.7326 | 12.472 | 1.6689 | 0.79497 | 1.8697 | 0.62738 | 0.043835 | 7.2781 | 0.80953 | 0.8108 | 9.2929 | 6.7755 | 15.2911 | 1.9774 | -0.030759 | 25.5693 | 1197.7043 | 14.3968 | 71.7538 | 1.9923 | 60.0915 | 0 | 0
119 | 18.559 | 0.27789 | 0.097816 | 0.8795 | 0.063271 | 0.18576 | 20.0758 | 0.82277 | 0.9471 | 0.019456 | 1.294 | 1.5023 | 10.9865 | 3.5943 | 1.5555 | 1.0714 | 0.3618 | 0.060631 | 6.2186 | 0.83459 | 0.89403 | 10.6479 | 8.373 | 14.0036 | 2.0788 | -0.28949 | 24.0421 | 1233.6706 | 12.7215 | 73.6147 | 1.9347 | 60.0915 | 0 | 0
120 | 17.3972 | 0.29518 | 0.079221 | 0.89768 | 0.046064 | 0.19321 | 28.7129 | 0.88607 | 0.93675 | 0.43201 | 1.2037 | 1.3148 | 14.2139 | 3.2759 | 0.51179 | 0.70748 | 0.35033 | 0.04495 | 6.5798 | 0.77959 | 0.86763 | 10.2292 | 9.3509 | 8.025 | 2.2246 | 0.14911 | 23.9259 | 1223.9697 | 13.1044 | 73.2043 | 1.4764 | 60.0915 | 0 | 0
121 | 27.132 | 0.34096 | 0.097797 | 0.87205 | 0.05126 | 0.20008 | 21.217 | 0.84518 | 0.94651 | 0.24381 | 0.9479 | 1.477 | 13.4585 | 2.622 | 3.7372 | 1.3434 | 0.46223 | 0.077343 | 8.3102 | 0.74391 | 0.88219 | 7.7141 | 8.639 | 8.4924 | 2.2129 | 0.16002 | 27.3254 | 1231.1051 | 16.6525 | 72 | 1.495 | 60.0915 | 0 | 0
122 | 23.332 | 0.33848 | 0.073586 | 0.89951 | 0.050414 | 0.21317 | 21.4112 | 0.88316 | 0.93115 | 0.4441 | 1.3239 | 1.1265 | 15.959 | 2.3032 | 2.002 | 0.98027 | 0.36329 | 0.066096 | 9.8075 | 0.799 | 0.85468 | 10.5499 | 9.8763 | 13.9504 | 2.091 | 0.012535 | 22.994 | 1221.3253 | 11.8747 | 72.38 | 1.9067 | 60.0915 | 0 | 0
123 | 27.5586 | 0.28246 | 0.10611 | 0.90039 | 0.066116 | 0.20515 | 18.7651 | 0.79801 | 0.9272 | 0.29968 | 1.4641 | 1.5071 | 5.3195 | 2.2894 | 3.2243 | 1.9095 | 0.73803 | 0.025385 | 7.6192 | 0.84619 | 0.84435 | 8.349 | 7.388 | 13.009 | 2.1201 | -0.24465 | 22.8174 | 1289.3511 | 11.3627 | 74.8712 | 1.8926 | 63.0915 | 0 | 0
124 | 14.463 | 0.28214 | 0.082981 | 0.87248 | 0.070404 | 0.21048 | 17.4348 | 0.94092 | 0.93556 | 0.047654 | 1.284 | 1.606 | 13.1546 | 2.1666 | 3.3087 | 1.7168 | 0.72961 | 0.023487 | 7.6342 | 0.74833 | 0.80568 | 13.1709 | 9.6784 | 15.6158 | 2.0727 | 0.38175 | 24.2542 | 1216.3416 | 12.8795 | 73.4163 | 2.053 | 60.0915 | 0 | 0
125 | 14.5937 | 0.34029 | 0.099649 | 0.86007 | 0.034164 | 0.19444 | 22.0181 | 0.89933 | 0.91711 | 0.20657 | 1.1887 | 1.6164 | 11.7787 | 3.3522 | 3.2844 | 1.2967 | 1.1556 | 0.032139 | 9.4433 | 0.77978 | 0.87637 | 10.1207 | 9.9454 | 8.1867 | 2.087 | -0.030803 | 24.3723 | 1175.7878 | 13.8794 | 71.3738 | 1.4644 | 60.0915 | 0 | 0
126 | 25.328 | 0.3708 | 0.10923 | 0.88212 | 0.062702 | 0.20108 | 13.3578 | 0.88862 | 0.9562 | 0.26896 | 1.0968 | 1.6122 | 15.5926 | 3.6181 | 2.5699 | 0.77275 | 0.61196 | 0.06546 | 7.3025 | 0.76315 | 0.83 | 11.2377 | 9.5954 | 10.9233 | 1.9742 | 0.16888 | 24.9992 | 1215.6655 | 14.195 | 71.4465 | 1.666 | 60.0915 | 0 | 0
127 | 24.0798 | 0.25504 | 0.10135 | 0.9095 | 0.057164 | 0.23551 | 19.5092 | 0.88943 | 0.95108 | 0.35604 | 1.4078 | 1.7176 | 10.099 | 3.9188 | 3.9935 | 1.8161 | 1.0899 | 0.024614 | 6.066 | 0.81069 | 0.86932 | 12.5915 | 9.7472 | 14.1962 | 2.0741 | 0.14986 | 23.3505 | 1318.9581 | 11.4413 | 76.6342 | 2.0203 | 63.0915 | 0 | 0
128 | 23.0616 | 0.34217 | 0.083754 | 0.89627 | 0.037884 | 0.19655 | 19.722 | 0.8534 | 0.9314 | 0.20392 | 1.4356 | 1.3595 | 8.0401 | 1.6508 | 1.3144 | 0.68165 | 0.13415 | 0.063528 | 7.2997 | 0.7895 | 0.88761 | 10.9222 | 6.4108 | 8.1116 | 2.0831 | -0.079283 | 22.0131 | 1211.3232 | 11.4145 | 71.9523 | 1.4656 | 60.0915 | 0 | 0
129 | 14.9739 | 0.3572 | 0.11015 | 0.90304 | 0.066066 | 0.20602 | 18.6795 | 0.80977 | 0.91908 | 0.008251 | 1.2052 | 1.524 | 6.326 | 1.6389 | 3.6444 | 1.8084 | 1.0978 | 0.030929 | 6.8976 | 0.80757 | 0.85999 | 13.5751 | 6.2442 | 9.1522 | 2.0482 | -0.29895 | 24.4267 | 1164.4302 | 13.9758 | 70.9404 | 1.5279 | 60.0915 | 0 | 0
130 | 27.9965 | 0.35331 | 0.091464 | 0.85278 | 0.051288 | 0.19951 | 26.6705 | 0.79962 | 0.93963 | 0.48635 | 0.98722 | 1.5704 | 12.2856 | 1.9509 | 3.8116 | 1.2065 | 0.92637 | 0.037128 | 8.8283 | 0.85172 | 0.84894 | 11.8872 | 6.6585 | 9.5247 | 2.2419 | -0.39133 | 26.5563 | 1252.8052 | 15.6565 | 72.7763 | 1.5823 | 60.0915 | 0 | 0
131 | 22.4276 | 0.34635 | 0.080561 | 0.88926 | 0.053329 | 0.17882 | 24.4741 | 0.80541 | 0.94583 | 0.62175 | 1.2147 | 1.1781 | 11.0679 | 2.6947 | 2.4736 | 0.93123 | 1.0547 | 0.044763 | 7.3598 | 0.8385 | 0.86912 | 9.3063 | 6.9017 | 11.5636 | 2.1302 | -0.30257 | 23.8241 | 1220.328 | 12.8482 | 72.1109 | 1.7237 | 60.0915 | 0 | 0
132 | 21.5732 | 0.29297 | 0.10089 | 0.83537 | 0.036862 | 0.1831 | 22.1548 | 0.89324 | 0.9089 | 0.41509 | 0.94155 | 1.4252 | 10.6709 | 2.4862 | 0.85235 | 0.9548 | 0.81608 | 0.035988 | 6.3995 | 0.80606 | 0.91941 | 8.6932 | 7.9948 | 12.9517 | 2.1291 | -0.12823 | 27.9878 | 1230.5767 | 16.8315 | 73.205 | 1.8472 | 60.0915 | 0 | 0
133 | 18.4897 | 0.35766 | 0.078559 | 0.89747 | 0.070559 | 0.23662 | 14.3805 | 0.8116 | 0.9542 | 0.19983 | 1.0548 | 1.799 | 10.5133 | 3.1638 | 0.81045 | 1.3183 | 1.1864 | 0.042405 | 9.6579 | 0.82977 | 0.79425 | 11.2084 | 8.6067 | 15.4503 | 1.983 | -0.20488 | 26.4005 | 1202.792 | 15.2024 | 71.8852 | 2.0073 | 60.0915 | 0 | 0
134 | 21.219 | 0.27253 | 0.10395 | 0.88284 | 0.049582 | 0.2305 | 17.401 | 0.86243 | 0.93182 | 0.63209 | 1.4626 | 1.288 | 10.0415 | 4.8528 | 3.0418 | 1.1387 | 0.27778 | 0.042465 | 6.0073 | 0.79411 | 0.85232 | 8.7244 | 8.6789 | 10.4584 | 2.0509 | 0.11008 | 21.8058 | 1263.9014 | 10.5402 | 74.3799 | 1.6882 | 63.0915 | 0 | 0
135 | 19.4485 | 0.28946 | 0.10242 | 0.90096 | 0.054462 | 0.20536 | 22.897 | 0.91219 | 0.92684 | 0.015658 | 1.2325 | 1.5308 | 9.4424 | 2.352 | 1.8825 | 1.4016 | 0.37906 | 0.055855 | 9.5381 | 0.83558 | 0.8157 | 11.0375 | 8.6109 | 13.6274 | 2.0984 | -0.028149 | 24.5614 | 1248.1533 | 13.2044 | 74.3913 | 1.9314 | 63.0915 | 0 | 0
136 | 25.5479 | 0.33027 | 0.10224 | 0.90363 | 0.066901 | 0.18785 | 17.5079 | 0.92558 | 0.94627 | 0.087695 | 1.2118 | 1.7081 | 12.894 | 3.635 | 3.8286 | 1.9865 | 0.98219 | 0.047295 | 7.6532 | 0.86429 | 0.86868 | 12.2917 | 6.7682 | 12.5733 | 1.9186 | -0.20211 | 24.2568 | 1241.0363 | 13.1603 | 72.99 | 1.8145 | 60.0915 | 0 | 0
137 | 19.539 | 0.32472 | 0.10646 | 0.83238 | 0.0357 | 0.19993 | 24.1588 | 0.83938 | 0.94591 | 0.73654 | 1.5252 | 1.8292 | 8.3241 | 1.5651 | 3.0016 | 1.7844 | 0.87125 | 0.035542 | 7.6945 | 0.83725 | 0.81834 | 12.3479 | 8.4018 | 13.324 | 2.1298 | -0.12528 | 21.5548 | 1243.9407 | 10.1685 | 73.3775 | 1.8787 | 60.0915 | 0 | 0
138 | 16.8434 | 0.27736 | 0.086323 | 0.87921 | 0.054761 | 0.21373 | 19.9695 | 0.83405 | 0.95902 | 0.38658 | 1.5394 | 1.5133 | 7.042 | 3.3701 | 1.0785 | 0.66732 | 0.63166 | 0.060208 | 7.986 | 0.87107 | 0.88536 | 13.1158 | 7.5604 | 8.4791 | 1.9787 | -0.36022 | 21.31 | 1241.8494 | 10.2716 | 73.8262 | 1.5186 | 60.0915 | 0 | 0
139 | 15.6625 | 0.32068 | 0.093256 | 0.89717 | 0.053539 | 0.21181 | 28.1703 | 0.90633 | 0.93831 | 0.44758 | 1.041 | 1.7848 | 11.8949 | 4.665 | 3.5914 | 0.42841 | 0.22134 | 0.071043 | 6.5297 | 0.78129 | 0.86258 | 13.3006 | 6.4495 | 11.7344 | 2.1725 | 0.12684 | 26.3239 | 1200.2901 | 15.3761 | 72.2019 | 1.7378 | 60.0915 | 0 | 0
140 | 28.452 | 0.3037 | 0.10116 | 0.8804 | 0.040324 | 0.22615 | 13.4469 | 0.91398 | 0.95699 | 0.49558 | 1.4818 | 1.7676 | 14.1204 | 1.9292 | 1.8985 | 0.52692 | 1.1944 | 0.06191 | 8.0438 | 0.75454 | 0.8567 | 10.4353 | 8.4849 | 9.8253 | 1.9886 | 0.33447 | 21.4596 | 1276.6283 | 10.3311 | 73.5954 | 1.6177 | 60.0915 | 0 | 0
141 | 14.3569 | 0.35187 | 0.090467 | 0.81135 | 0.050083 | 0.20978 | 27.3163 | 0.8472 | 0.91903 | 0.15118 | 1.4595 | 1.6374 | 11.7469 | 4.7448 | 3.8925 | 1.8145 | 0.10405 | 0.052169 | 9.8207 | 0.72858 | 0.80066 | 10.2833 | 8.267 | 12.0425 | 2.355 | 0.17225 | 22.1932 | 1169.3689 | 11.4756 | 71.0865 | 1.7414 | 60.0915 | 0 | 0
142 | 25.5088 | 0.36413 | 0.077709 | 0.86947 | 0.047805 | 0.19349 | 13.6263 | 0.78489 | 0.93041 | 0.3487 | 1.4938 | 1.4123 | 8.9485 | 1.7017 | 2.8671 | 0.65351 | 1.0403 | 0.064859 | 8.284 | 0.74116 | 0.84198 | 11.3094 | 7.6301 | 15.8058 | 2.1206 | 0.059763 | 21.599 | 1209.6651 | 10.4932 | 71.2877 | 2.0203 | 60.0915 | 0 | 0
143 | 24.7812 | 0.37158 | 0.10281 | 0.91271 | 0.058386 | 0.234 | 17.1526 | 0.84485 | 0.94478 | 0.73221 | 1.0959 | 1.1889 | 12.1948 | 2.2041 | 0.78611 | 1.1938 | 1.0513 | 0.042672 | 6.2729 | 0.75279 | 0.88582 | 14.3462 | 8.2 | 15.0971 | 2.0353 | 0.14263 | 25.1229 | 1205.678 | 14.053 | 70.9766 | 1.962 | 60.0915 | 0 | 0
144 | 23.5701 | 0.3065 | 0.089645 | 0.86875 | 0.063847 | 0.22798 | 21.2845 | 0.89649 | 0.94724 | 0.37135 | 1.3321 | 1.7638 | 9.9363 | 4.606 | 3.2432 | 0.79404 | 0.7545 | 0.030415 | 7.4624 | 0.76717 | 0.84994 | 12.509 | 6.4338 | 9.0397 | 2.1335 | 0.2135 | 22.7099 | 1240.708 | 11.8073 | 73.0508 | 1.5499 | 60.0915 | 0 | 0
145 | 17.224 | 0.30177 | 0.087865 | 0.9065 | 0.063648 | 0.21599 | 22.1932 | 0.82534 | 0.92809 | 0.078359 | 1.4285 | 1.6127 | 8.167 | 4.4395 | 2.2431 | 1.0624 | 0.24471 | 0.065889 | 9.7813 | 0.77419 | 0.89009 | 7.0954 | 9.5818 | 9.8427 | 2.1709 | -0.02994 | 22.3963 | 1200.6631 | 11.6409 | 72.3719 | 1.6008 | 60.0915 | 0 | 0
146 | 29.6625 | 0.26456 | 0.11384 | 0.83224 | 0.037866 | 0.2004 | 20.2906 | 0.83838 | 0.91783 | 0.31517 | 1.2253 | 1.1689 | 13.7898 | 2.2363 | 3.6723 | 0.56359 | 1.0805 | 0.034437 | 6.3501 | 0.78347 | 0.79673 | 11.9842 | 7.0148 | 10.2007 | 2.3058 | 0.18297 | 24.7613 | 1367.4624 | 12.9717 | 78.2774 | 1.7288 | 63.0915 | 0 | 0
147 | 21.24 | 0.2738 | 0.083958 | 0.9035 | 0.060984 | 0.18783 | 17.2433 | 0.78355 | 0.93631 | 0.61329 | 1.0259 | 1.8685 | 7.6988 | 2.9913 | 2.4169 | 1.2539 | 0.35824 | 0.047649 | 7.2018 | 0.80647 | 0.88437 | 10.5444 | 9.6076 | 13.219 | 2.0965 | -0.11036 | 26.6717 | 1253.233 | 15.2691 | 73.8946 | 1.8808 | 60.0915 | 0 | 0
148 | 27.1207 | 0.30775 | 0.064804 | 0.88145 | 0.043443 | 0.17681 | 27.5917 | 0.88209 | 0.92058 | 0.15337 | 0.9504 | 1.4202 | 7.7219 | 3.5286 | 3.2085 | 1.1556 | 0.11765 | 0.03785 | 8.5862 | 0.82641 | 0.8328 | 7.749 | 6.5951 | 10.8679 | 2.2883 | -0.072697 | 28.1181 | 1270.1951 | 16.9999 | 74.2665 | 1.7172 | 63.0915 | 0 | 0
149 | 19.7468 | 0.28151 | 0.11419 | 0.89411 | 0.058812 | 0.23099 | 17.9105 | 0.88998 | 0.91134 | 0.23831 | 1.1761 | 1.8676 | 15.0824 | 2.5787 | 2.0483 | 0.50369 | 1.1181 | 0.073814 | 9.5796 | 0.74851 | 0.76668 | 12.7917 | 8.807 | 12.5218 | 2.1485 | 0.3505 | 25.3228 | 1242.7255 | 14.07 | 74.1739 | 1.8326 | 60.0915 | 0 | 0
150 | 25.1285 | 0.35585 | 0.073765 | 0.9041 | 0.051808 | 0.2209 | 18.7999 | 0.81684 | 0.95081 | 0.18188 | 1.4863 | 1.2245 | 11.9487 | 2.5788 | 2.2981 | 1.3892 | 0.28671 | 0.031305 | 7.4918 | 0.78456 | 0.84822 | 10.4172 | 7.7045 | 13.5587 | 2.1155 | -0.038834 | 21.6061 | 1220.7702 | 10.5788 | 71.915 | 1.868 | 60.0915 | 0 | 0
151 | 20.0327 | 0.2912 | 0.088848 | 0.87438 | 0.063202 | 0.20511 | 20.2163 | 0.77782 | 0.92023 | 0.14503 | 1.1251 | 1.1528 | 10.832 | 3.0376 | 3.3724 | 1.5395 | 0.54281 | 0.074318 | 9.8667 | 0.78693 | 0.90732 | 5.7249 | 8.9538 | 15.8473 | 2.2087 | -0.22056 | 25.6365 | 1214.3181 | 14.3734 | 72.7068 | 2.0548 | 60.0915 | 0 | 0
152 | 15.5238 | 0.34134 | 0.10994 | 0.86666 | 0.056047 | 0.18616 | 22.2231 | 0.93372 | 0.94226 | 0.42014 | 1.5226 | 1.2714 | 13.1655 | 1.9779 | 1.5873 | 1.2046 | 0.182 | 0.063047 | 8.0082 | 0.83392 | 0.91226 | 9.0136 | 8.0189 | 9.6222 | 1.9309 | -0.18102 | 21.0854 | 1181.3437 | 10.4308 | 71.2542 | 1.5673 | 60.0915 | 0 | 0
153 | 12.7827 | 0.34772 | 0.076954 | 0.89785 | 0.046243 | 0.21735 | 22.6601 | 0.88505 | 0.91518 | 0.25098 | 1.2901 | 1.6593 | 9.179 | 1.4313 | 2.7454 | 1.1762 | 0.065655 | 0.073525 | 6.8142 | 0.82257 | 0.85437 | 6.6711 | 9.9705 | 15.3502 | 2.0434 | -0.19753 | 23.8301 | 1171.3975 | 12.8198 | 71.4154 | 1.9902 | 60.0915 | 0 | 0
154 | 21.8696 | 0.26117 | 0.10441 | 0.85771 | 0.060586 | 0.23851 | 12.1851 | 0.85733 | 0.94116 | 0.070959 | 1.2512 | 1.18 | 10.8632 | 5.0011 | 1.6161 | 0.48098 | 0.34 | 0.020094 | 8.3565 | 0.72736 | 0.92985 | 9.2072 | 8.5756 | 12.0121 | 2.0688 | 0.26968 | 24.0422 | 1243.6928 | 12.8526 | 73.6817 | 1.785 | 60.0915 | 0 | 0
155 | 30.4735 | 0.36776 | 0.10404 | 0.83491 | 0.061979 | 0.1896 | 16.2377 | 0.88914 | 0.94745 | 0.012562 | 1.4307 | 1.4821 | 11.5398 | 4.7093 | 3.6316 | 1.257 | 0.69645 | 0.073284 | 6.191 | 0.85906 | 0.89429 | 7.9099 | 6.1135 | 8.9634 | 1.9403 | -0.41311 | 22.122 | 1241.2775 | 11.463 | 71.9163 | 1.528 | 60.0915 | 0 | 0
156 | 20.7437 | 0.34849 | 0.10228 | 0.84484 | 0.056601 | 0.22059 | 26.2337 | 0.91843 | 0.94988 | 0.17368 | 1.543 | 1.5968 | 7.9289 | 1.4187 | 2.1811 | 1.8324 | 0.2118 | 0.054667 | 7.8101 | 0.73482 | 0.88371 | 13.2122 | 6.4951 | 12.0208 | 2.1977 | 0.24876 | 21.241 | 1193.5851 | 10.4442 | 71.2503 | 1.7423 | 60.0915 | 0 | 0
157 | 12.7228 | 0.28474 | 0.06771 | 0.90146 | 0.070242 | 0.23628 | 22.0803 | 0.89139 | 0.94503 | 0.20984 | 1.4108 | 1.7606 | 13.7086 | 1.8374 | 3.4472 | 1.2552 | 0.97988 | 0.06853 | 8.5705 | 0.74674 | 0.89553 | 6.2473 | 7.6131 | 12.0993 | 2.1196 | 0.24076 | 22.6003 | 1195.9921 | 11.616 | 72.3901 | 1.7685 | 60.0915 | 0 | 0
158 | 21.1199 | 0.33251 | 0.10445 | 0.87747 | 0.065756 | 0.20915 | 13.4971 | 0.86229 | 0.94802 | 0.21209 | 1.2916 | 1.367 | 13.3829 | 3.4392 | 3.4631 | 0.42893 | 0.41861 | 0.027637 | 8.3479 | 0.84542 | 0.83928 | 10.892 | 6.7084 | 11.0393 | 1.8968 | -0.23585 | 23.5369 | 1220.0412 | 12.5837 | 72.4797 | 1.6909 | 60.0915 | 0 | 0
159 | 30.7722 | 0.26937 | 0.082631 | 0.89188 | 0.05595 | 0.20914 | 14.1501 | 0.89017 | 0.93695 | 0.17151 | 1.4616 | 1.8669 | 12.6818 | 0.75849 | 2.2553 | 1.1448 | 1.1085 | 0.036648 | 6.8633 | 0.76634 | 0.90881 | 11.5999 | 9.384 | 14.8501 | 2.0854 | 0.2395 | 23.2192 | 1338.538 | 11.336 | 76.5294 | 2.0698 | 63.0915 | 0 | 0
160 | 28.0085 | 0.31549 | 0.072104 | 0.8817 | 0.049836 | 0.22946 | 24.761 | 0.77459 | 0.9502 | 0.041342 | 1.0552 | 1.5365 | 15.3601 | 4.1492 | 3.1217 | 1.0993 | 0.44686 | 0.032852 | 7.569 | 0.77526 | 0.83684 | 10.4972 | 7.5761 | 13.6204 | 2.3876 | -0.010973 | 26.5734 | 1262.1411 | 15.3203 | 73.4168 | 1.9016 | 60.0915 | 0 | 0
161 | 28.7518 | 0.27581 | 0.079889 | 0.87008 | 0.073465 | 0.21246 | 21.4886 | 0.87987 | 0.9221 | 0.36436 | 1.2964 | 1.2914 | 16.2796 | 1.3892 | 2.4032 | 0.54362 | 0.47784 | 0.060457 | 7.6805 | 0.76243 | 0.82537 | 14.2697 | 6.3879 | 11.6162 | 2.2558 | 0.28758 | 24.1524 | 1297.6705 | 12.7835 | 75.2114 | 1.7907 | 63.0915 | 0 | 0
162 | 16.6515 | 0.37919 | 0.10423 | 0.90326 | 0.048442 | 0.21746 | 23.1484 | 0.86635 | 0.94499 | 0.11325 | 1.2585 | 1.2409 | 9.8608 | 3.4095 | 1.844 | 1.3055 | 0.65931 | 0.047148 | 9.1601 | 0.85101 | 0.84373 | 6.7029 | 6.8504 | 15.9173 | 2.0153 | -0.30986 | 23.9362 | 1182.5555 | 12.8551 | 71.3509 | 2.0296 | 60.0915 | 0 | 0
163 | 22.2434 | 0.30321 | 0.10708 | 0.89587 | 0.043842 | 0.18354 | 20.6902 | 0.89428 | 0.96236 | 0.26077 | 1.4476 | 1.5359 | 10.7537 | 2.7053 | 3.3822 | 0.59415 | 0.52269 | 0.051179 | 8.6108 | 0.77077 | 0.85132 | 11.1472 | 7.3322 | 12.6729 | 2.0812 | 0.22891 | 21.8589 | 1245.5425 | 10.6036 | 73.3468 | 1.8287 | 60.0915 | 0 | 0
164 | 24.9864 | 0.32385 | 0.094696 | 0.84354 | 0.069268 | 0.2395 | 17.5326 | 0.88347 | 0.95514 | 0.12297 | 1.4447 | 1.1383 | 12.7697 | 4.3162 | 3.887 | 1.6961 | 0.49563 | 0.053573 | 9.2044 | 0.83829 | 0.91445 | 6.44 | 7.1358 | 11.3297 | 1.9643 | -0.27172 | 22.2847 | 1226.2054 | 11.3581 | 72.2939 | 1.7095 | 60.0915 | 0 | 0
165 | 14.8209 | 0.34966 | 0.085854 | 0.88005 | 0.061243 | 0.22242 | 13.4266 | 0.88955 | 0.94872 | 0.042857 | 1.4094 | 1.8031 | 9.5082 | 3.9815 | 0.53675 | 1.7673 | 0.65642 | 0.057011 | 9.0613 | 0.79127 | 0.88513 | 6.3192 | 6.0378 | 13.0617 | 1.8807 | -0.095956 | 22.3097 | 1165.696 | 11.5333 | 70.6201 | 1.8065 | 60.0915 | 0 | 0
166 | 22.5759 | 0.32735 | 0.10633 | 0.81388 | 0.045019 | 0.2089 | 15.2935 | 0.88925 | 0.96193 | 0.082018 | 1.2919 | 1.1899 | 10.078 | 2.6448 | 1.6297 | 1.4404 | 0.92145 | 0.071489 | 9.4395 | 0.80287 | 0.87776 | 10.551 | 7.2081 | 14.5131 | 1.9825 | -0.093477 | 23.0527 | 1223.1712 | 11.8516 | 72.2297 | 1.9448 | 60.0915 | 0 | 0
167 | 19.2182 | 0.29151 | 0.090532 | 0.90832 | 0.042257 | 0.21411 | 23.5336 | 0.87036 | 0.93465 | 0.43879 | 1.0925 | 1.2849 | 10.1513 | 2.6267 | 3.311 | 1.0035 | 0.26058 | 0.057089 | 8.6062 | 0.81318 | 0.86046 | 8.1934 | 9.9813 | 12.5489 | 2.1204 | -0.0027046 | 25.5838 | 1239.4601 | 14.3203 | 73.7455 | 1.8273 | 60.0915 | 0 | 0
168 | 12.5003 | 0.35694 | 0.093753 | 0.89869 | 0.056118 | 0.22527 | 24.8918 | 0.8788 | 0.9558 | 0.096922 | 1.0221 | 1.6104 | 11.1987 | 2.264 | 2.5122 | 1.3265 | 0.3304 | 0.031794 | 7.9946 | 0.77089 | 0.77712 | 6.6302 | 7.7039 | 9.2178 | 2.1549 | 0.15928 | 26.1889 | 1177.8747 | 15.5597 | 71.4335 | 1.5402 | 60.0915 | 0 | 0
169 | 22.7197 | 0.3013 | 0.092379 | 0.82341 | 0.043198 | 0.20906 | 15.9421 | 0.85015 | 0.93397 | 0.16829 | 1.4998 | 1.4528 | 11.5591 | 4.8704 | 3.7638 | 0.51447 | 0.58913 | 0.075662 | 9.5997 | 0.80296 | 0.84659 | 10.8868 | 7.1726 | 13.2544 | 2.071 | -0.10455 | 21.7697 | 1241.9876 | 10.5213 | 73.3794 | 1.8732 | 60.0915 | 0 | 0
170 | 21.4067 | 0.31563 | 0.10907 | 0.85659 | 0.060299 | 0.2257 | 19.2703 | 0.78968 | 0.941 | 0.0059522 | 1.4569 | 1.3925 | 13.1752 | 4.7884 | 2.5852 | 0.41925 | 0.64682 | 0.06537 | 9.3911 | 0.83022 | 0.87485 | 9.9022 | 7.0555 | 8.3032 | 2.0966 | -0.4005 | 22.1188 | 1220.5303 | 11.3989 | 72.6117 | 1.4888 | 60.0915 | 0 | 0
171 | 28.2698 | 0.26625 | 0.067621 | 0.86172 | 0.060692 | 0.1889 | 23.0966 | 0.87075 | 0.93796 | 0.55632 | 1.0776 | 1.2701 | 14.2569 | 2.782 | 3.3908 | 1.0114 | 0.28292 | 0.020679 | 8.8766 | 0.79373 | 0.84438 | 7.126 | 8.2436 | 10.3954 | 2.2545 | 0.18112 | 26.0859 | 1342.5878 | 14.4162 | 77.1217 | 1.7266 | 63.0915 | 0 | 0
172 | 25.8409 | 0.31537 | 0.10603 | 0.83307 | 0.052546 | 0.23882 | 21.0416 | 0.92136 | 0.92988 | 0.71959 | 1.1233 | 1.7755 | 8.2901 | 1.6331 | 2.5192 | 1.306 | 0.71588 | 0.068824 | 8.8454 | 0.74314 | 0.829 | 9.3121 | 9.4032 | 8.0047 | 2.1563 | 0.3504 | 24.8356 | 1249.897 | 13.978 | 73.0422 | 1.4727 | 60.0915 | 0 | 0
173 | 12.4209 | 0.35261 | 0.1032 | 0.84156 | 0.04709 | 0.21617 | 21.7745 | 0.86796 | 0.92906 | 0.57378 | 1.1394 | 1.2321 | 8.5803 | 2.4907 | 0.93918 | 1.7923 | 0.68316 | 0.047097 | 7.9655 | 0.80488 | 0.83529 | 11.4383 | 6.2607 | 14.3675 | 2.0552 | -0.11943 | 24.9365 | 1174.4881 | 13.9267 | 71.1674 | 1.9122 | 60.0915 | 0 | 0
174 | 20.253 | 0.35351 | 0.10827 | 0.85301 | 0.040672 | 0.18365 | 17.4596 | 0.84489 | 0.93132 | 0.087989 | 1.4437 | 1.6725 | 11.5334 | 2.7251 | 3.3452 | 1.6472 | 1.031 | 0.04193 | 9.7541 | 0.81538 | 0.79745 | 11.3548 | 6.7489 | 10.7977 | 2.0587 | -0.15457 | 22.2657 | 1213.2583 | 11.385 | 72.3904 | 1.6714 | 60.0915 | 0 | 0
175 | 23.5392 | 0.3475 | 0.087128 | 0.87733 | 0.04423 | 0.19536 | 23.9127 | 0.88292 | 0.96116 | 0.3595 | 1.0458 | 1.379 | 10.6949 | 4.3128 | 2.8234 | 1.212 | 1.1252 | 0.075575 | 7.3061 | 0.79986 | 0.90114 | 6.5508 | 7.3105 | 11.978 | 2.1038 | -0.042253 | 25.4397 | 1218.5419 | 14.49 | 71.8 | 1.749 | 60.0915 | 0 | 0
176 | 26.2741 | 0.32167 | 0.10954 | 0.82568 | 0.041726 | 0.20319 | 18.1297 | 0.89196 | 0.95461 | 0.59224 | 1.3493 | 1.5253 | 11.888 | 2.4451 | 0.53057 | 0.94459 | 1.0195 | 0.038351 | 8.7433 | 0.78207 | 0.84162 | 9.7679 | 8.9917 | 10.1299 | 2.0607 | 0.14413 | 22.4949 | 1258.6998 | 11.4202 | 73.0374 | 1.6323 | 60.0915 | 0 | 0
177 | 23.1533 | 0.3355 | 0.09038 | 0.8676 | 0.036488 | 0.19384 | 19.6086 | 0.92085 | 0.93686 | 0.011236 | 1.1638 | 1.4475 | 11.5811 | 2.2719 | 1.9533 | 1.9578 | 0.87905 | 0.04471 | 7.7413 | 0.75415 | 0.82349 | 8.8861 | 9.1171 | 14.3289 | 2.1241 | 0.23796 | 25.133 | 1221.9779 | 14.0008 | 72.5167 | 1.9374 | 60.0915 | 0 | 0
178 | 27.9012 | 0.31523 | 0.1022 | 0.90782 | 0.061931 | 0.17835 | 19.7919 | 0.8754 | 0.96201 | 0.095864 | 1.083 | 1.2551 | 10.8866 | 2.7652 | 3.6047 | 1.1964 | 0.48206 | 0.026805 | 8.0565 | 0.84642 | 0.87611 | 13.5612 | 8.4067 | 15.4651 | 2.0311 | -0.16194 | 25.8706 | 1264.587 | 14.435 | 73.519 | 2.0435 | 60.0915 | 0 | 0
179 | 30.6523 | 0.29459 | 0.099497 | 0.88018 | 0.063987 | 0.18919 | 25.4804 | 0.8146 | 0.94742 | 0.13112 | 1.3285 | 1.2309 | 11.9021 | 3.1749 | 1.95 | 0.57133 | 0.58626 | 0.071627 | 7.1686 | 0.7771 | 0.78477 | 10.8662 | 7.0901 | 14.9075 | 2.3652 | 0.19057 | 23.5392 | 1302.4585 | 11.9512 | 74.8309 | 2.0383 | 63.0915 | 0 | 0
180 | 17.5334 | 0.3075 | 0.1007 | 0.89492 | 0.052112 | 0.18929 | 20.4825 | 0.94757 | 0.95002 | 0.59182 | 1.3435 | 1.2199 | 11.3365 | 1.8075 | 2.2398 | 0.69824 | 0.45051 | 0.051857 | 9.4114 | 0.82149 | 0.90668 | 13.8234 | 6.6031 | 14.5845 | 1.9285 | 0.025037 | 22.8835 | 1216.3764 | 11.5977 | 72.576 | 1.957 | 60.0915 | 0 | 0
181 | 21.7408 | 0.27941 | 0.10561 | 0.85997 | 0.0404 | 0.19192 | 12.712 | 0.91092 | 0.96359 | 0.41869 | 1.4293 | 1.5466 | 15.8374 | 3.3091 | 3.0451 | 0.80202 | 0.92582 | 0.061779 | 7.5433 | 0.78297 | 0.78185 | 10.6701 | 8.1213 | 10.5726 | 1.9621 | 0.2901 | 21.8663 | 1276.1891 | 10.4964 | 74.5613 | 1.6997 | 63.0915 | 0 | 0
182 | 17.2935 | 0.32674 | 0.094816 | 0.86532 | 0.045606 | 0.19821 | 21.6162 | 0.89124 | 0.94061 | 0.15819 | 1.5481 | 1.8472 | 8.9155 | 4.0695 | 3.714 | 1.7574 | 0.13754 | 0.064514 | 9.2392 | 0.79318 | 0.85402 | 9.4312 | 8.107 | 13.6668 | 2.0699 | -0.013163 | 21.4758 | 1201.7182 | 10.4107 | 72.1187 | 1.88 | 60.0915 | 0 | 0
183 | 31.7233 | 0.30716 | 0.097751 | 0.88272 | 0.058498 | 0.21255 | 18.5135 | 0.86807 | 0.95013 | 0.076558 | 1.5515 | 1.2621 | 14.5297 | 1.948 | 0.90992 | 0.59684 | 1.1536 | 0.057459 | 9.2425 | 0.81894 | 0.81756 | 7.5283 | 7.2629 | 10.6866 | 2.1141 | 0.014395 | 21.6266 | 1302.71 | 10.4097 | 74.4941 | 1.7072 | 63.0915 | 0 | 0
184 | 25.3557 | 0.36124 | 0.090487 | 0.85753 | 0.050964 | 0.19666 | 10.9236 | 0.85269 | 0.92008 | 0.65098 | 1.4054 | 1.5434 | 8.0342 | 3.3576 | 3.2361 | 0.40888 | 0.614 | 0.06463 | 6.758 | 0.79154 | 0.86279 | 8.833 | 9.0896 | 11.4271 | 1.924 | -0.0845 | 22.1995 | 1214.4399 | 11.3472 | 71.5009 | 1.7038 | 60.0915 | 0 | 0
185 | 21.6453 | 0.34469 | 0.078441 | 0.87465 | 0.065771 | 0.1869 | 19.7647 | 0.9052 | 0.94373 | 0.16399 | 1.0614 | 1.378 | 11.0181 | 1.8715 | 0.51625 | 0.87141 | 0.084316 | 0.076111 | 9.5405 | 0.77741 | 0.83707 | 10.6855 | 8.4454 | 13.9905 | 2.0888 | 0.10972 | 26.3279 | 1205.301 | 15.309 | 71.8552 | 1.8989 | 60.0915 | 0 | 0
186 | 17.0993 | 0.33496 | 0.106 | 0.83203 | 0.055428 | 0.2148 | 25.2013 | 0.88447 | 0.94469 | 0.079852 | 1.1281 | 1.24 | 10.5316 | 2.72 | 0.9636 | 1.6915 | 0.94143 | 0.022155 | 7.9216 | 0.78087 | 0.87437 | 10.2904 | 9.238 | 12.9364 | 2.1705 | -0.038483 | 25.1298 | 1187.0139 | 14.2422 | 71.507 | 1.8148 | 60.0915 | 0 | 0
187 | 22.4011 | 0.30287 | 0.097254 | 0.88239 | 0.043767 | 0.2201 | 18.4141 | 0.87944 | 0.95574 | 0.44997 | 1.4786 | 1.5586 | 13.4791 | 3.1867 | 2.3276 | 1.1806 | 0.98827 | 0.075702 | 8.936 | 0.8161 | 0.85355 | 10.8635 | 7.7858 | 14.3469 | 2.0088 | 0.0067954 | 21.8605 | 1250.9886 | 10.42 | 73.528 | 1.9588 | 60.0915 | 0 | 0
188 | 16.1876 | 0.30363 | 0.069921 | 0.83554 | 0.033496 | 0.21324 | 20.186 | 0.83182 | 0.91252 | 0.086854 | 1.3754 | 1.5897 | 11.3914 | 2.0382 | 1.146 | 1.0899 | 0.66566 | 0.052903 | 7.3778 | 0.80437 | 0.91578 | 14.8124 | 9.429 | 9.2282 | 2.12 | -0.33688 | 22.4515 | 1193.6139 | 11.7742 | 72.1238 | 1.5514 | 60.0915 | 0 | 0
189 | 17.3442 | 0.33167 | 0.081279 | 0.87129 | 0.054693 | 0.1847 | 24.63 | 0.90772 | 0.96429 | 0.47387 | 0.99514 | 1.1864 | 11.4291 | 1.4402 | 0.92947 | 0.82404 | 0.65732 | 0.071589 | 8.2099 | 0.78704 | 0.82844 | 11.7563 | 8.2368 | 11.6601 | 2.1153 | 0.14871 | 26.4591 | 1208.8812 | 15.4539 | 72.1383 | 1.7317 | 60.0915 | 0 | 0
190 | 11.7878 | 0.33116 | 0.091322 | 0.80602 | 0.045526 | 0.21582 | 22.267 | 0.79591 | 0.94526 | 0.068365 | 0.97441 | 1.1308 | 13.8816 | 2.643 | 2.6516 | 0.739 | 0.35814 | 0.026091 | 9.3482 | 0.82337 | 0.83818 | 11.7324 | 9.7423 | 11.3718 | 2.1661 | -0.41212 | 26.6832 | 1181.1995 | 15.85 | 71.64 | 1.7023 | 60.0915 | 0 | 0
191 | 28.4476 | 0.35139 | 0.093984 | 0.89922 | 0.055823 | 0.19114 | 24.0551 | 0.94446 | 0.94721 | 0.5686 | 1.1408 | 1.2528 | 10.0565 | 2.4833 | 0.57503 | 0.64698 | 0.24584 | 0.042727 | 9.9806 | 0.8112 | 0.81479 | 6.098 | 8.6623 | 8.2552 | 2.0844 | 0.16057 | 24.7825 | 1258.3437 | 13.9369 | 73.0415 | 1.4914 | 60.0915 | 0 | 0
192 | 20.8418 | 0.3633 | 0.11153 | 0.89158 | 0.044305 | 0.19868 | 18.4165 | 0.89756 | 0.94596 | 0.044826 | 0.97413 | 1.1567 | 14.3835 | 2.4192 | 2.9704 | 0.90969 | 0.43039 | 0.043223 | 6.5672 | 0.80994 | 0.8115 | 10.7148 | 7.3634 | 14.5293 | 2.0215 | -0.017305 | 27.6024 | 1208.1977 | 16.4997 | 72.0928 | 1.9432 | 60.0915 | 0 | 0
193 | 26.7745 | 0.2813 | 0.10788 | 0.89892 | 0.069566 | 0.21008 | 17.0988 | 0.86822 | 0.94054 | 0.13959 | 1.0489 | 1.8174 | 13.2635 | 3.7341 | 1.2466 | 0.41269 | 1.0648 | 0.049616 | 7.7935 | 0.80876 | 0.81345 | 9.7178 | 7.3297 | 9.9419 | 2.0964 | 0.090127 | 26.6346 | 1287.1392 | 15.416 | 74.8625 | 1.6556 | 63.0915 | 0 | 0
194 | 18.2135 | 0.30918 | 0.077927 | 0.87991 | 0.042408 | 0.20286 | 15.635 | 0.82079 | 0.93911 | 0.20756 | 1.4807 | 1.3537 | 14.2343 | 3.6654 | 0.55867 | 1.2356 | 0.77546 | 0.057371 | 9.678 | 0.80146 | 0.79918 | 10.775 | 8.5941 | 9.0649 | 2.0632 | -0.045708 | 21.4885 | 1226.8138 | 10.5685 | 73.2158 | 1.5547 | 60.0915 | 0 | 0
195 | 31.7441 | 0.35393 | 0.10038 | 0.8208 | 0.056458 | 0.20375 | 21.7085 | 0.9316 | 0.92924 | 0.050322 | 1.1634 | 1.2829 | 6.4161 | 3.8801 | 1.3847 | 1.6205 | 0.26706 | 0.064522 | 9.6623 | 0.83158 | 0.84185 | 10.9326 | 8.6857 | 8.196 | 2.118 | -0.13054 | 24.8453 | 1263.2957 | 14.1302 | 73.0018 | 1.4864 | 60.0915 | 0 | 0
196 | 27.2712 | 0.37212 | 0.099483 | 0.90714 | 0.050717 | 0.19401 | 18.0958 | 0.90398 | 0.95118 | 0.51011 | 1.3677 | 1.2054 | 11.7635 | 5.1067 | 3.6526 | 0.74053 | 0.96723 | 0.07205 | 6.3721 | 0.79483 | 0.87226 | 12.8092 | 7.3363 | 13.837 | 1.9785 | 0.063953 | 22.5628 | 1228.3781 | 11.4935 | 71.719 | 1.8846 | 60.0915 | 0 | 0
197 | 28.3728 | 0.31823 | 0.10301 | 0.81732 | 0.061573 | 0.20476 | 12.9374 | 0.88759 | 0.91774 | 0.066004 | 1.0723 | 1.1602 | 10.2192 | 2.1021 | 0.9414 | 1.8307 | 0.33065 | 0.020744 | 6.7957 | 0.77274 | 0.90638 | 7.329 | 9.4214 | 12.562 | 2.0482 | -0.038275 | 26.2608 | 1233.3986 | 15.3162 | 72.3807 | 1.8032 | 60.0915 | 0 | 0
198 | 29.3108 | 0.37031 | 0.090573 | 0.9057 | 0.069456 | 0.2123 | 19.3886 | 0.83157 | 0.94302 | 0.25031 | 1.5572 | 1.4188 | 15.0962 | 2.6167 | 3.409 | 1.2768 | 0.88753 | 0.042225 | 7.8798 | 0.79585 | 0.82137 | 11.5713 | 7.9828 | 12.1238 | 2.1192 | -0.01746 | 21.359 | 1241.2905 | 10.4111 | 72.21 | 1.7672 | 60.0915 | 0 | 0
199 | 16.3885 | 0.34418 | 0.09833 | 0.89451 | 0.045306 | 0.24358 | 27.4923 | 0.84078 | 0.96804 | 0.39245 | 1.2082 | 1.7232 | 12.8203 | 3.0863 | 3.0228 | 0.97405 | 0.83645 | 0.047044 | 9.4611 | 0.7405 | 0.78938 | 9.6539 | 9.886 | 10.9872 | 2.2551 | 0.29269 | 23.7689 | 1202.2526 | 12.8534 | 71.8355 | 1.6772 | 60.0915 | 0 | 0
200 | 31.9929 | 0.28558 | 0.10112 | 0.85521 | 0.044034 | 0.21087 | 22.8048 | 0.86036 | 0.94195 | 0.03267 | 1.3774 | 1.7688 | 14.9227 | 1.6089 | 3.3325 | 0.86141 | 0.23477 | 0.027137 | 9.6244 | 0.81176 | 0.87917 | 7.2818 | 7.4884 | 12.6028 | 2.226 | -0.061047 | 23.1605 | 1318.0945 | 11.7012 | 75.139 | 1.8662 | 63.0915 | 0 | 0
201 | 25.4344 | 0.27811 | 0.067465 | 0.85297 | 0.05556 | 0.211 | 18.6852 | 0.92054 | 0.93365 | 0.14205 | 1.4687 | 1.7157 | 13.9652 | 2.4239 | 2.9565 | 0.76181 | 0.51635 | 0.031693 | 6.2767 | 0.73542 | 0.88938 | 8.2565 | 6.9646 | 14.4017 | 2.1646 | 0.34683 | 22.7277 | 1256.0826 | 11.3681 | 73.8039 | 1.9684 | 60.0915 | 0 | 0
202 | 23.5129 | 0.32494 | 0.078891 | 0.85547 | 0.044529 | 0.18658 | 20.5358 | 0.86901 | 0.93314 | 0.42479 | 1.2368 | 1.8538 | 13.5557 | 3.3379 | 3.4407 | 0.48504 | 0.57986 | 0.058405 | 8.7338 | 0.75865 | 0.86133 | 13.8102 | 7.0624 | 9.4516 | 2.1571 | 0.13223 | 23.6449 | 1225.6106 | 12.8284 | 72.3432 | 1.5706 | 60.0915 | 0 | 0
203 | 20.6309 | 0.3093 | 0.098848 | 0.91178 | 0.043188 | 0.1942 | 14.3091 | 0.87961 | 0.92403 | 0.36204 | 1.4931 | 1.2348 | 10.5244 | 2.7444 | 2.1888 | 0.43618 | 0.94591 | 0.036164 | 6.5041 | 0.76419 | 0.84174 | 8.2219 | 6.1089 | 15.8524 | 1.9999 | 0.18791 | 21.9071 | 1223.3746 | 10.5567 | 72.9068 | 2.0588 | 60.0915 | 0 | 0
204 | 25.0876 | 0.32265 | 0.09538 | 0.86856 | 0.066795 | 0.18176 | 21.1744 | 0.8652 | 0.93022 | 0.60627 | 1.5258 | 1.5297 | 12.9592 | 1.6219 | 2.5559 | 1.7147 | 1.1346 | 0.041244 | 6.7424 | 0.77859 | 0.88197 | 8.4709 | 7.1432 | 10.7201 | 2.1209 | 0.058197 | 21.3531 | 1231.1872 | 10.4314 | 72.4135 | 1.6661 | 60.0915 | 0 | 0
205 | 19.4049 | 0.33133 | 0.090637 | 0.85311 | 0.075281 | 0.2332 | 24.3972 | 0.89282 | 0.96138 | 0.10884 | 0.94993 | 1.1852 | 6.5835 | 3.1455 | 2.4427 | 1.3969 | 0.84309 | 0.026668 | 6.8497 | 0.78097 | 0.8366 | 10.2247 | 6.614 | 11.5197 | 2.1745 | 0.093109 | 27.6812 | 1205.1263 | 16.7936 | 72.0101 | 1.7186 | 60.0915 | 0 | 0
206 | 26.1606 | 0.36603 | 0.10768 | 0.8957 | 0.052993 | 0.19156 | 17.3182 | 0.87967 | 0.92323 | 0.0063499 | 1.5233 | 1.5228 | 6.6239 | 2.8286 | 3.4066 | 1.1991 | 0.22289 | 0.053386 | 7.3677 | 0.75352 | 0.86966 | 12.545 | 6.5837 | 13.9407 | 2.0785 | 0.104 | 21.5359 | 1206.882 | 10.6497 | 71.4839 | 1.8874 | 60.0915 | 0 | 0
207 | 21.5523 | 0.32898 | 0.11008 | 0.84193 | 0.059085 | 0.20308 | 24.3838 | 0.9259 | 0.91363 | 0.48503 | 1.2392 | 1.1471 | 7.5172 | 3.0094 | 3.597 | 1.7755 | 0.26469 | 0.047418 | 7.558 | 0.76115 | 0.84308 | 9.1644 | 9.1246 | 13.9348 | 2.1751 | 0.19419 | 24.0928 | 1211.1245 | 13.0219 | 72.3185 | 1.9041 | 60.0915 | 0 | 0
208 | 19.7224 | 0.30999 | 0.077496 | 0.84495 | 0.041356 | 0.22391 | 22.3994 | 0.8918 | 0.92898 | 0.20075 | 1.2422 | 1.4546 | 11.3562 | 5.0237 | 0.77189 | 1.7865 | 0.6875 | 0.064673 | 6.1077 | 0.79699 | 0.86255 | 6.0255 | 9.2089 | 14.718 | 2.1465 | -0.030547 | 24.1832 | 1219.5911 | 12.9489 | 72.8468 | 1.9732 | 60.0915 | 0 | 0
209 | 28.9028 | 0.35614 | 0.083282 | 0.87296 | 0.051204 | 0.18993 | 29.0561 | 0.81298 | 0.9517 | 0.69337 | 1.0746 | 1.4323 | 9.3531 | 3.0032 | 3.797 | 1.9531 | 0.69164 | 0.020839 | 8.7576 | 0.80128 | 0.84682 | 9.5175 | 8.7232 | 13.6439 | 2.3035 | -0.057251 | 25.4576 | 1255.4438 | 14.2472 | 72.5001 | 1.8859 | 60.0915 | 0 | 0
210 | 19.8851 | 0.37105 | 0.087774 | 0.90118 | 0.076645 | 0.19925 | 17.0397 | 0.75735 | 0.92824 | 0.69908 | 1.2569 | 1.352 | 10.4219 | 2.1798 | 2.7795 | 1.5906 | 0.7781 | 0.078097 | 8.7763 | 0.75437 | 0.83291 | 9.0939 | 9.2057 | 11.0596 | 2.1242 | 0.0022987 | 23.3923 | 1181.2497 | 12.7009 | 70.656 | 1.6629 | 60.0915 | 0 | 0
211 | 23.4159 | 0.29243 | 0.11634 | 0.89735 | 0.051127 | 0.22857 | 24.0244 | 0.89508 | 0.90492 | 0.30632 | 1.2773 | 1.8327 | 9.0072 | 0.57454 | 2.7139 | 1.2758 | 1.0388 | 0.041355 | 7.2538 | 0.83569 | 0.8615 | 9.9889 | 9.7901 | 15.1676 | 2.1234 | -0.11492 | 24.3987 | 1256.3704 | 12.9435 | 74.2536 | 2.0468 | 63.0915 | 0 | 0
212 | 17.0856 | 0.2744 | 0.089208 | 0.89292 | 0.047951 | 0.20205 | 19.3498 | 0.90013 | 0.92487 | 0.71483 | 1.4346 | 1.4471 | 10.6076 | 1.5843 | 2.9263 | 0.96254 | 0.80367 | 0.028937 | 9.2864 | 0.80044 | 0.90519 | 12.4969 | 8.8967 | 12.9989 | 2.002 | 0.064066 | 21.9988 | 1233.8042 | 10.6831 | 73.6293 | 1.859 | 60.0915 | 0 | 0
213 | 17.1464 | 0.29062 | 0.10111 | 0.88815 | 0.052841 | 0.19909 | 21.1298 | 0.79002 | 0.9352 | 0.51108 | 1.4198 | 1.5118 | 14.3005 | 4.0203 | 1.2732 | 0.49416 | 0.60808 | 0.065215 | 9.1453 | 0.78005 | 0.87145 | 7.2937 | 8.2249 | 10.0154 | 2.1589 | -0.029621 | 22.3424 | 1221.4513 | 11.3602 | 72.943 | 1.622 | 60.0915 | 0 | 0
214 | 17.7907 | 0.35198 | 0.086004 | 0.86055 | 0.059342 | 0.20555 | 20.5127 | 0.88972 | 0.95626 | 0.75288 | 1.4972 | 1.7881 | 16.1117 | 2.8702 | 0.84852 | 0.48916 | 0.58241 | 0.065175 | 6.9173 | 0.81161 | 0.89589 | 12.8406 | 7.5472 | 9.7698 | 1.9602 | -0.091445 | 21.0343 | 1190.7371 | 10.3002 | 70.9917 | 1.574 | 60.0915 | 0 | 0
215 | 22.1896 | 0.36491 | 0.085368 | 0.87812 | 0.070141 | 0.19714 | 20.4173 | 0.8081 | 0.94342 | 0.40843 | 1.0988 | 1.6587 | 11.5768 | 2.8988 | 1.229 | 1.8788 | 0.96813 | 0.032435 | 6.0802 | 0.78048 | 0.91287 | 8.8225 | 9.4261 | 14.1169 | 2.1172 | -0.16631 | 25.1723 | 1185.4622 | 14.3033 | 70.5507 | 1.8824 | 60.0915 | 0 | 0
216 | 21.094 | 0.28575 | 0.10186 | 0.90848 | 0.039872 | 0.1807 | 24.5709 | 0.85249 | 0.91463 | 0.045885 | 1.1319 | 1.7902 | 12.639 | 2.4445 | 3.127 | 1.1036 | 1.1546 | 0.072849 | 9.0153 | 0.73208 | 0.85415 | 9.1462 | 9.252 | 11.9365 | 2.3099 | 0.29691 | 25.5079 | 1236.1274 | 14.4052 | 73.7345 | 1.7803 | 60.0915 | 0 | 0
217 | 21.0665 | 0.33797 | 0.096386 | 0.90194 | 0.061648 | 0.17893 | 20.9024 | 0.84052 | 0.9571 | 0.46025 | 1.1045 | 1.616 | 8.4273 | 1.9393 | 1.1946 | 1.3076 | 0.54439 | 0.034068 | 9.6031 | 0.8216 | 0.85585 | 9.1793 | 7.3829 | 12.1968 | 2.048 | -0.11882 | 25.1669 | 1219.3763 | 14.1208 | 72.2075 | 1.7724 | 60.0915 | 0 | 0
218 | 16.7664 | 0.28922 | 0.084948 | 0.87804 | 0.071147 | 0.21041 | 18.8514 | 0.84346 | 0.94737 | 0.17687 | 1.0735 | 1.4795 | 14.6326 | 1.0966 | 1.0584 | 0.59896 | 0.80061 | 0.030441 | 6.3114 | 0.79633 | 0.85356 | 11.7811 | 6.7654 | 12.6222 | 2.0922 | -0.023429 | 26.3261 | 1219.1939 | 15.1793 | 73.0505 | 1.8193 | 60.0915 | 0 | 0
219 | 14.4972 | 0.30521 | 0.10288 | 0.83081 | 0.070967 | 0.18222 | 20.5722 | 0.92922 | 0.93236 | 0.45755 | 1.1682 | 1.5326 | 7.4261 | 2.8195 | 2.6325 | 1.5682 | 0.8548 | 0.056296 | 9.6919 | 0.78441 | 0.83465 | 11.1367 | 9.8652 | 9.242 | 2.0503 | 0.12115 | 24.7212 | 1201.3169 | 13.9183 | 72.4003 | 1.5566 | 60.0915 | 0 | 0
220 | 18.3934 | 0.2616 | 0.10191 | 0.86937 | 0.054661 | 0.20125 | 25.8318 | 0.91715 | 0.94546 | 0.63664 | 1.3524 | 1.264 | 11.9154 | 2.6607 | 2.3355 | 1.8955 | 0.22478 | 0.039047 | 7.865 | 0.85083 | 0.86467 | 8.2048 | 6.121 | 14.7613 | 2.0815 | -0.025725 | 23.3157 | 1270.9003 | 11.6064 | 75.0196 | 2.0307 | 63.0915 | 0 | 0
221 | 19.2944 | 0.39426 | 0.093352 | 0.86656 | 0.059003 | 0.21155 | 15.1752 | 0.92741 | 0.94552 | 0.197 | 1.2646 | 1.4592 | 14.9637 | 1.6408 | 3.7853 | 1.5295 | 1.1483 | 0.026965 | 7.8295 | 0.79181 | 0.879 | 11.3889 | 8.5115 | 12.4297 | 1.8994 | -0.043097 | 23.4088 | 1167.3932 | 12.7467 | 70.1881 | 1.7536 | 60.0915 | 0 | 0
222 | 18.133 | 0.2783 | 0.076773 | 0.89914 | 0.063596 | 0.19705 | 21.8941 | 0.89035 | 0.94773 | 0.040295 | 1.0282 | 1.3099 | 15.8705 | 3.8997 | 0.72612 | 1.8578 | 0.57285 | 0.073647 | 8.0928 | 0.80593 | 0.90033 | 7.5709 | 6.7865 | 12.6135 | 2.0996 | -0.010488 | 26.8063 | 1228.0612 | 15.6335 | 73.4979 | 1.8268 | 60.0915 | 0 | 0
223 | 21.445 | 0.30516 | 0.080208 | 0.89672 | 0.053426 | 0.22976 | 10.837 | 0.88821 | 0.94036 | 0.67869 | 1.1569 | 1.2206 | 8.3075 | 3.4609 | 3.7038 | 1.844 | 0.62334 | 0.06567 | 7.7721 | 0.82221 | 0.8276 | 8.0178 | 9.3071 | 10.4514 | 1.8689 | 0.023091 | 24.1822 | 1242.9376 | 13.0592 | 73.3692 | 1.6618 | 60.0915 | 0 | 0
224 | 20.9698 | 0.32508 | 0.080652 | 0.86135 | 0.046964 | 0.20088 | 25.7423 | 0.86746 | 0.93572 | 0.1875 | 0.95478 | 1.8523 | 8.5856 | 4.5478 | 3.3569 | 1.1406 | 0.9506 | 0.071986 | 7.8326 | 0.80344 | 0.86077 | 9.1024 | 9.6034 | 14.3834 | 2.2165 | -0.094736 | 27.9301 | 1218.2797 | 16.7668 | 72.5268 | 1.9417 | 60.0915 | 0 | 0
225 | 27.7659 | 0.28103 | 0.088037 | 0.8735 | 0.056342 | 0.20806 | 19.9863 | 0.93272 | 0.93905 | 0.14106 | 1.109 | 1.4893 | 15.3882 | 1.9187 | 2.2949 | 1.509 | 0.12951 | 0.0426 | 7.4223 | 0.84496 | 0.89886 | 9.4633 | 8.2721 | 15.0827 | 2.0376 | -0.095209 | 25.9269 | 1283.2208 | 14.3816 | 74.5537 | 2.0463 | 63.0915 | 0 | 0
226 | 24.3321 | 0.28385 | 0.11291 | 0.89379 | 0.053684 | 0.21204 | 12.1969 | 0.90852 | 0.93711 | 0.085217 | 1.1335 | 1.6195 | 12.1167 | 3.1289 | 1.8528 | 0.86591 | 0.81305 | 0.029633 | 9.8097 | 0.83223 | 0.84833 | 8.1309 | 7.4558 | 9.641 | 1.9212 | -0.030293 | 25.2876 | 1269.62 | 14.1544 | 74.4717 | 1.6266 | 63.0915 | 0 | 0
227 | 26.8337 | 0.39587 | 0.11001 | 0.86822 | 0.051565 | 0.18759 | 18.3806 | 0.8859 | 0.90512 | 0.14156 | 1.3448 | 1.1713 | 10.3971 | 3.3837 | 0.68992 | 0.43206 | 0.15942 | 0.054375 | 6.045 | 0.81155 | 0.78358 | 12.8728 | 7.1031 | 8.9016 | 2.0831 | -0.07903 | 23.2156 | 1219.6452 | 12.6139 | 72.1681 | 1.5273 | 60.0915 | 0 | 0
228 | 25.267 | 0.34929 | 0.075453 | 0.85392 | 0.044744 | 0.2025 | 25.5047 | 0.77874 | 0.95343 | 0.47243 | 1.4243 | 1.6768 | 10.4719 | 0.96605 | 1.8639 | 1.7873 | 0.35667 | 0.059039 | 6.9685 | 0.75996 | 0.81843 | 8.8507 | 6.0934 | 8.5037 | 2.3375 | 0.056607 | 21.4372 | 1234.2052 | 10.6675 | 72.1791 | 1.4976 | 60.0915 | 0 | 0
229 | 25.6309 | 0.34867 | 0.080521 | 0.90607 | 0.072404 | 0.20184 | 13.9137 | 0.9015 | 0.95797 | 0.066809 | 1.1238 | 1.317 | 13.5162 | 2.4319 | 1.7227 | 1.7043 | 0.56081 | 0.058705 | 7.7654 | 0.81937 | 0.8413 | 8.8433 | 9.5184 | 13.0209 | 1.9307 | -0.03128 | 25.2394 | 1228.5875 | 14.2023 | 72.2754 | 1.8354 | 60.0915 | 0 | 0
230 | 20.4657 | 0.38717 | 0.091922 | 0.88389 | 0.055204 | 0.21261 | 14.3526 | 0.8644 | 0.9547 | 0.069617 | 0.9511 | 1.3543 | 10.6769 | 2.4344 | 0.67486 | 1.5516 | 1.1444 | 0.068361 | 8.9419 | 0.78322 | 0.8726 | 10.4833 | 8.339 | 10.2898 | 1.9607 | -0.075293 | 27.1742 | 1176.3962 | 16.6217 | 70.4255 | 1.6033 | 60.0915 | 0 | 0
231 | 25.1568 | 0.31104 | 0.09313 | 0.89532 | 0.051591 | 0.22202 | 12.3216 | 0.86942 | 0.94587 | 0.64252 | 1.3064 | 1.4062 | 12.2779 | 3.6304 | 3.0318 | 1.5471 | 0.92193 | 0.034813 | 7.5068 | 0.82665 | 0.82859 | 12.1066 | 6.1749 | 11.7982 | 1.9122 | -0.010578 | 22.9391 | 1261.1504 | 11.6689 | 73.6041 | 1.7668 | 60.0915 | 0 | 0
232 | 20.5016 | 0.31634 | 0.067909 | 0.91205 | 0.045669 | 0.23811 | 22.7777 | 0.84369 | 0.93474 | 0.25638 | 1.159 | 1.6297 | 7.9167 | 1.7226 | 1.5651 | 1.846 | 0.36146 | 0.059626 | 9.4028 | 0.84111 | 0.83365 | 14.3826 | 9.3601 | 11.589 | 2.1231 | -0.19402 | 25.1067 | 1233.3642 | 14.0103 | 73.3587 | 1.7475 | 60.0915 | 0 | 0
233 | 14.5126 | 0.32545 | 0.0957 | 0.88228 | 0.037965 | 0.20488 | 24.8285 | 0.8812 | 0.95196 | 0.18567 | 1.2238 | 1.278 | 7.2606 | 3.9652 | 1.8856 | 0.8981 | 0.094683 | 0.04744 | 9.0986 | 0.87559 | 0.85848 | 12.117 | 6.6916 | 15.7204 | 2.0168 | -0.35622 | 24.2427 | 1207.093 | 12.9203 | 72.6162 | 2.0427 | 60.0915 | 0 | 0
234 | 24.9585 | 0.36149 | 0.079313 | 0.9011 | 0.050493 | 0.21418 | 15.8913 | 0.86364 | 0.95561 | 0.61537 | 1.498 | 1.4386 | 7.1338 | 1.7151 | 1.4581 | 1.8681 | 0.26935 | 0.036264 | 9.8531 | 0.79977 | 0.80379 | 10.7442 | 7.5168 | 12.5876 | 1.9887 | 0.074883 | 21.417 | 1234.3011 | 10.3045 | 72.2383 | 1.802 | 60.0915 | 0 | 0
235 | 21.1361 | 0.31815 | 0.08046 | 0.8486 | 0.050533 | 0.21466 | 23.3357 | 0.85778 | 0.94084 | 0.029624 | 1.5071 | 1.7311 | 15.5621 | 3.3296 | 1.1549 | 0.40183 | 0.77672 | 0.078965 | 6.6571 | 0.8558 | 0.85892 | 9.1543 | 6.9451 | 13.7734 | 2.115 | -0.35179 | 21.8369 | 1230.3335 | 10.6293 | 73.1262 | 1.9073 | 60.0915 | 0 | 0
236 | 26.4642 | 0.27622 | 0.087065 | 0.8534 | 0.045581 | 0.22428 | 18.4753 | 0.86847 | 0.94562 | 0.014941 | 1.0757 | 1.3402 | 11.7169 | 2.3157 | 0.58859 | 1.0022 | 0.26991 | 0.033556 | 7.5273 | 0.79665 | 0.85234 | 10.209 | 8.4319 | 9.7291 | 2.1547 | 0.048887 | 25.6977 | 1283.5885 | 14.5177 | 74.7047 | 1.6371 | 63.0915 | 0 | 0
237 | 27.1607 | 0.31165 | 0.083039 | 0.89145 | 0.058264 | 0.19933 | 23.0487 | 0.91387 | 0.92523 | 0.61913 | 1.4545 | 1.5461 | 12.8303 | 1.4801 | 0.67676 | 1.9304 | 0.12793 | 0.074582 | 9.0841 | 0.75553 | 0.88386 | 10.3674 | 6.819 | 12.46 | 2.1589 | 0.27492 | 22.4532 | 1249.2707 | 11.3258 | 73.0584 | 1.8072 | 60.0915 | 0 | 0
238 | 18.2063 | 0.3767 | 0.11758 | 0.84761 | 0.049349 | 0.19066 | 18.6631 | 0.9108 | 0.909 | 0.27294 | 1.4119 | 1.3061 | 15.2605 | 3.8976 | 1.4299 | 0.67956 | 0.1007 | 0.028154 | 9.1594 | 0.74807 | 0.91046 | 6.5382 | 6.8098 | 12.2241 | 2.0311 | 0.040471 | 22.1873 | 1156.1818 | 11.6272 | 70.1274 | 1.7373 | 60.0915 | 0 | 0
239 | 26.5392 | 0.28047 | 0.10947 | 0.86032 | 0.047291 | 0.24625 | 22.732 | 0.87844 | 0.9388 | 0.49874 | 1.3988 | 1.45 | 9.9995 | 2.2423 | 1.9936 | 0.9362 | 0.30982 | 0.025721 | 8.2266 | 0.79624 | 0.81947 | 6.8882 | 9.9054 | 15.5964 | 2.1874 | 0.16145 | 23.1668 | 1293.2251 | 11.4316 | 74.952 | 2.0948 | 63.0915 | 0 | 0
240 | 16.6061 | 0.30299 | 0.091217 | 0.9032 | 0.053844 | 0.19939 | 10.3353 | 0.86281 | 0.94198 | 0.024544 | 1.4846 | 1.5153 | 10.6797 | 3.7754 | 2.4375 | 1.0535 | 1.1419 | 0.029392 | 8.92 | 0.86583 | 0.8865 | 8.1851 | 7.4973 | 15.4956 | 1.7818 | -0.39258 | 21.926 | 1210.5533 | 10.6324 | 72.7191 | 2.0283 | 60.0915 | 0 | 0
241 | 25.1065 | 0.32519 | 0.10194 | 0.84533 | 0.062865 | 0.21118 | 22.5539 | 0.91954 | 0.94757 | 0.17172 | 1.0645 | 1.4437 | 9.1838 | 1.6053 | 3.9501 | 1.0239 | 0.44297 | 0.045971 | 9.3863 | 0.79907 | 0.83426 | 8.4733 | 9.1207 | 13.6914 | 2.134 | 0.075308 | 26.4375 | 1241.7507 | 15.2347 | 72.9995 | 1.8993 | 60.0915 | 0 | 0
242 | 20.9247 | 0.27486 | 0.082351 | 0.89266 | 0.047209 | 0.19293 | 20.9588 | 0.88418 | 0.91543 | 0.04211 | 1.2559 | 1.8114 | 14.513 | 4.1838 | 3.1709 | 1.848 | 0.75355 | 0.030071 | 9.1672 | 0.73863 | 0.88126 | 12.9707 | 8.3168 | 8.5662 | 2.2133 | 0.27947 | 23.9413 | 1237.1027 | 13.0802 | 73.8266 | 1.5254 | 60.0915 | 0 | 0
243 | 28.6626 | 0.34903 | 0.10203 | 0.90183 | 0.061418 | 0.19172 | 21.4417 | 0.84563 | 0.94679 | 0.48227 | 1.1394 | 1.3615 | 7.1702 | 2.1221 | 2.1557 | 1.779 | 0.68509 | 0.048404 | 7.7048 | 0.78677 | 0.84471 | 11.4002 | 8.2963 | 15.972 | 2.1435 | 0.058859 | 25.2919 | 1248.1153 | 13.9614 | 72.4649 | 2.0586 | 60.0915 | 0 | 0
244 | 20.8738 | 0.32023 | 0.097221 | 0.91094 | 0.035169 | 0.18856 | 16.2816 | 0.7942 | 0.92577 | 0.38799 | 1.0632 | 1.1942 | 12.6524 | 3.3494 | 0.97199 | 0.74151 | 0.18658 | 0.020534 | 9.3065 | 0.80813 | 0.80117 | 7.9876 | 9.393 | 15.2539 | 2.0862 | -0.086152 | 25.8576 | 1235.4473 | 14.4526 | 73.3386 | 2.0239 | 60.0915 | 0 | 0
245 | 11.2413 | 0.32596 | 0.10695 | 0.88885 | 0.049048 | 0.18581 | 21.3097 | 0.88541 | 0.96626 | 0.088617 | 1.054 | 1.4801 | 9.0504 | 4.2233 | 1.5251 | 0.84304 | 0.081374 | 0.03878 | 9.2155 | 0.82247 | 0.81451 | 9.5475 | 7.7364 | 8.4086 | 2.0091 | -0.053712 | 25.285 | 1195.4109 | 14.5391 | 72.2371 | 1.4918 | 60.0915 | 0 | 0
246 | 31.3502 | 0.29116 | 0.10205 | 0.86813 | 0.065407 | 0.20005 | 18.7233 | 0.9189 | 0.92272 | 0.58956 | 1.5059 | 1.2842 | 12.3585 | 2.3078 | 1.7254 | 1.9872 | 0.83106 | 0.074126 | 7.1045 | 0.81654 | 0.84028 | 9.3803 | 9.5558 | 11.7622 | 2.0654 | 0.098326 | 21.8939 | 1303.2689 | 10.5388 | 74.7377 | 1.7946 | 63.0915 | 0 | 0
247 | 21.2609 | 0.31655 | 0.091266 | 0.81621 | 0.058686 | 0.22499 | 17.8116 | 0.86685 | 0.94391 | 0.57109 | 1.0626 | 1.2015 | 8.9316 | 3.0754 | 3.4995 | 1.7521 | 0.50798 | 0.047873 | 7.5832 | 0.8168 | 0.90436 | 5.3475 | 6.7424 | 14.8383 | 2.0103 | -0.19903 | 25.5615 | 1217.1645 | 14.33 | 72.0944 | 1.966 | 60.0915 | 0 | 0
248 | 22.1299 | 0.29896 | 0.068037 | 0.86714 | 0.062827 | 0.21366 | 19.1175 | 0.88221 | 0.9385 | 0.023712 | 1.5238 | 1.4895 | 5.8411 | 2.2839 | 1.3905 | 1.0555 | 0.69223 | 0.035731 | 6.5486 | 0.74017 | 0.87755 | 6.2944 | 7.9031 | 14.5431 | 2.1595 | 0.23467 | 21.7925 | 1222.2105 | 10.6174 | 72.7228 | 1.9573 | 60.0915 | 0 | 0
249 | 24.8321 | 0.31511 | 0.1074 | 0.88647 | 0.049824 | 0.23036 | 21.6442 | 0.87222 | 0.95647 | 0.14281 | 1.4034 | 1.2478 | 10.5674 | 1.4051 | 3.7903 | 0.88056 | 0.090307 | 0.07143 | 8.9247 | 0.76436 | 0.8757 | 10.8067 | 9.927 | 9.0603 | 2.1438 | 0.16231 | 22.342 | 1240.2656 | 11.4856 | 72.869 | 1.5498 | 60.0915 | 0 | 0
250 | 30.6183 | 0.36066 | 0.081848 | 0.84971 | 0.053344 | 0.22407 | 19.9325 | 0.87253 | 0.91933 | 0.48364 | 1.0074 | 1.5272 | 11.4519 | 2.3492 | 1.7089 | 1.8886 | 1.0698 | 0.051404 | 7.7313 | 0.83203 | 0.85056 | 9.7486 | 6.0841 | 15.9415 | 2.1023 | -0.2054 | 26.9118 | 1253.4076 | 15.6186 | 72.5732 | 2.0581 | 60.0915 | 0 | 0
251 | 24.2779 | 0.26331 | 0.086822 | 0.89307 | 0.069496 | 0.19817 | 25.6438 | 0.92429 | 0.91589 | 0.037345 | 1.4382 | 1.6673 | 11.6386 | 2.514 | 1.5029 | 1.9076 | 0.94045 | 0.076816 | 9.4793 | 0.82107 | 0.85868 | 9.7762 | 8.2326 | 9.8828 | 2.1996 | 0.048682 | 23.0072 | 1284.9233 | 11.7763 | 75.708 | 1.6642 | 63.0915 | 0 | 0
252 | 29.6896 | 0.32304 | 0.095152 | 0.898 | 0.07255 | 0.21029 | 22.0323 | 0.93558 | 0.96072 | 0.33254 | 1.0293 | 1.8209 | 10.6333 | 2.8826 | 1.6422 | 1.6297 | 0.457 | 0.06906 | 8.8274 | 0.75618 | 0.83262 | 7.9963 | 8.4368 | 8.8759 | 2.1489 | 0.40751 | 26.346 | 1273.5814 | 15.3934 | 73.4257 | 1.5434 | 60.0915 | 0 | 0
253 | 16.0477 | 0.3333 | 0.080257 | 0.84584 | 0.056172 | 0.20083 | 26.0761 | 0.79921 | 0.91152 | 0.57506 | 1.1415 | 1.1323 | 8.8101 | 2.5081 | 0.89607 | 1.874 | 0.24143 | 0.064158 | 8.7259 | 0.82752 | 0.7962 | 10.1569 | 7.8728 | 13.7042 | 2.2556 | -0.25814 | 25.2533 | 1206.1019 | 14.1145 | 72.592 | 1.892 | 60.0915 | 0 | 0
254 | 21.0071 | 0.30147 | 0.082643 | 0.86547 | 0.064292 | 0.21234 | 14.5664 | 0.90708 | 0.92252 | 0.0026117 | 1.2818 | 1.5561 | 11.1757 | 1.9939 | 2.7198 | 0.40794 | 1.0434 | 0.038989 | 6.2457 | 0.79865 | 0.91827 | 9.5051 | 6.0091 | 10.4295 | 1.9707 | -0.097145 | 23.7139 | 1209.6418 | 12.9243 | 72.4494 | 1.6447 | 60.0915 | 0 | 0
255 | 16.4402 | 0.2671 | 0.079153 | 0.87358 | 0.05431 | 0.19813 | 18.7479 | 0.9142 | 0.95212 | 0.4195 | 0.97245 | 1.7493 | 12.416 | 3.3892 | 2.3407 | 1.6691 | 0.4055 | 0.029178 | 7.674 | 0.80618 | 0.89339 | 8.0896 | 7.3771 | 12.5291 | 2.0114 | 0.07767 | 27.0434 | 1240.6879 | 15.7009 | 73.8782 | 1.8275 | 60.0915 | 0 | 0
256 | 11.2095 | 0.35984 | 0.1113 | 0.90538 | 0.058405 | 0.1973 | 23.4998 | 0.84809 | 0.93438 | 0.243 | 1.0166 | 1.6811 | 10.8901 | 4.2719 | 0.8168 | 1.1823 | 1.1609 | 0.031179 | 8.1535 | 0.81998 | 0.852 | 8.8388 | 8.7678 | 8.3849 | 2.0456 | -0.22197 | 26.1258 | 1162.7518 | 15.6562 | 70.9126 | 1.4724 | 60.0915 | 0 | 0
257 | 16.1403 | 0.29663 | 0.083345 | 0.89705 | 0.0492 | 0.20787 | 17.3839 | 0.83044 | 0.9142 | 0.70435 | 1.5546 | 1.4536 | 7.8616 | 2.1061 | 2.0987 | 0.9033 | 0.79152 | 0.032245 | 9.8625 | 0.76946 | 0.8534 | 9.9692 | 8.4127 | 12.241 | 2.063 | 0.083401 | 21.3792 | 1211.8921 | 10.2823 | 72.7134 | 1.785 | 60.0915 | 0 | 0
258 | 22.7827 | 0.32539 | 0.090199 | 0.88163 | 0.04071 | 0.24539 | 22.1126 | 0.91705 | 0.9492 | 0.0044013 | 1.2464 | 1.2225 | 8.7385 | 4.2265 | 2.1078 | 0.86845 | 0.5679 | 0.073981 | 7.2589 | 0.75816 | 0.87076 | 12.688 | 6.0973 | 14.8039 | 2.1362 | 0.20672 | 24.0829 | 1221.5801 | 12.9084 | 72.4766 | 1.9712 | 60.0915 | 0 | 0
259 | 24.4818 | 0.35109 | 0.085257 | 0.81476 | 0.049648 | 0.23645 | 18.8697 | 0.92632 | 0.94356 | 0.22146 | 1.1722 | 1.3839 | 11.4132 | 3.3047 | 0.58114 | 1.3922 | 0.86639 | 0.065982 | 7.9182 | 0.77805 | 0.90611 | 13.0173 | 6.7189 | 13.311 | 2.0511 | 0.008118 | 24.1389 | 1207.7364 | 13.2162 | 71.3722 | 1.8391 | 60.0915 | 0 | 0
260 | 31.4813 | 0.31267 | 0.090841 | 0.89775 | 0.058638 | 0.1795 | 17.4867 | 0.90141 | 0.93732 | 0.75705 | 1.3173 | 1.3559 | 11.3892 | 3.016 | 1.5521 | 0.54522 | 0.76246 | 0.022966 | 9.1943 | 0.75911 | 0.82402 | 10.7562 | 9.8135 | 14.0335 | 2.0848 | 0.34676 | 23.1414 | 1287.7271 | 11.7135 | 73.746 | 1.94 | 60.0915 | 0 | 0
261 | 31.6069 | 0.29981 | 0.089335 | 0.87063 | 0.044446 | 0.21639 | 18.9604 | 0.81186 | 0.93129 | 0.71185 | 1.2279 | 1.6535 | 11.6658 | 2.3093 | 3.1419 | 1.9823 | 0.82569 | 0.034642 | 9.5953 | 0.83353 | 0.86593 | 8.0948 | 6.5287 | 14.0698 | 2.1236 | -0.18343 | 24.2567 | 1306.2042 | 12.7046 | 74.3516 | 1.9639 | 63.0915 | 0 | 0
262 | 24.498 | 0.34209 | 0.10003 | 0.88375 | 0.063923 | 0.18966 | 22.2956 | 0.87588 | 0.95884 | 0.20291 | 1.3767 | 1.3775 | 13.467 | 3.559 | 3.3201 | 0.97553 | 1.1982 | 0.021142 | 8.1174 | 0.79649 | 0.86617 | 12.7291 | 8.2055 | 11.7847 | 2.0991 | 0.0030318 | 22.5763 | 1225.2414 | 11.6268 | 72.1596 | 1.7412 | 60.0915 | 0 | 0
263 | 19.4366 | 0.30316 | 0.10336 | 0.90579 | 0.048765 | 0.19619 | 21.7915 | 0.90736 | 0.94124 | 0.24806 | 1.4162 | 1.6357 | 13.7223 | 2.2709 | 0.95909 | 0.55145 | 0.78002 | 0.076184 | 6.3538 | 0.78634 | 0.7906 | 10.3407 | 8.1642 | 14.7274 | 2.1011 | 0.21965 | 22.9012 | 1238.7584 | 11.4936 | 73.7075 | 1.9914 | 60.0915 | 0 | 0
264 | 27.6913 | 0.30068 | 0.078274 | 0.89682 | 0.054822 | 0.2263 | 21.1986 | 0.87182 | 0.9507 | 0.27087 | 1.1736 | 1.7271 | 7.125 | 4.6301 | 1.1306 | 0.53829 | 0.17595 | 0.038458 | 7.5179 | 0.8551 | 0.81986 | 12.039 | 7.7188 | 15.3686 | 2.096 | -0.10648 | 24.8732 | 1291.2173 | 13.2284 | 74.6689 | 2.0706 | 63.0915 | 0 | 0
265 | 21.7105 | 0.28273 | 0.099988 | 0.88898 | 0.042115 | 0.1948 | 26.2801 | 0.91016 | 0.95424 | 0.34951 | 1.2071 | 1.3083 | 11.6066 | 5.0506 | 1.5186 | 1.4747 | 0.51912 | 0.042186 | 9.3108 | 0.75051 | 0.84972 | 6.5005 | 8.5165 | 10.5301 | 2.2194 | 0.36912 | 24.1417 | 1256.2017 | 12.9559 | 74.061 | 1.6786 | 60.0915 | 0 | 0
266 | 27.7825 | 0.26422 | 0.10047 | 0.88104 | 0.063084 | 0.20359 | 20.3792 | 0.90107 | 0.94426 | 0.57634 | 1.1859 | 1.5339 | 11.8189 | 1.3247 | 1.9369 | 0.53995 | 1.095 | 0.059244 | 8.412 | 0.80707 | 0.90468 | 9.5401 | 8.2525 | 8.1573 | 2.0978 | 0.13065 | 24.5001 | 1332.1532 | 13.0647 | 76.5892 | 1.541 | 63.0915 | 0 | 0
267 | 21.6133 | 0.34582 | 0.093118 | 0.87271 | 0.057263 | 0.20518 | 19.3146 | 0.87151 | 0.93647 | 0.15379 | 1.3032 | 1.7539 | 10.2882 | 1.6276 | 1.5124 | 0.58343 | 0.055666 | 0.076369 | 9.2339 | 0.73968 | 0.86675 | 11.9397 | 7.1642 | 14.8931 | 2.1309 | 0.1762 | 23.6637 | 1196.3991 | 12.6535 | 71.391 | 1.9555 | 60.0915 | 0 | 0
268 | 14.9085 | 0.29555 | 0.10812 | 0.90701 | 0.055896 | 0.19211 | 23.7341 | 0.87872 | 0.95686 | 0.13735 | 0.97992 | 1.2833 | 14.18 | 4.3004 | 2.3087 | 1.5276 | 0.48751 | 0.046576 | 6.8936 | 0.76794 | 0.82423 | 7.4557 | 7.6589 | 10.4924 | 2.1537 | 0.22158 | 26.8447 | 1216.7767 | 15.8451 | 73.0959 | 1.6601 | 60.0915 | 0 | 0
269 | 25.966 | 0.27974 | 0.094839 | 0.83768 | 0.053872 | 0.20315 | 26.5053 | 0.81217 | 0.94337 | 0.053661 | 1.0934 | 1.5079 | 14.0879 | 3.1985 | 1.2431 | 0.98875 | 1.1726 | 0.031523 | 8.0906 | 0.81681 | 0.79163 | 9.7287 | 6.8258 | 9.9892 | 2.3752 | -0.053175 | 25.7846 | 1294.8482 | 14.4928 | 75.3283 | 1.6663 | 63.0915 | 0 | 0
270 | 24.2504 | 0.33622 | 0.095296 | 0.86651 | 0.038827 | 0.21218 | 12.4164 | 0.85111 | 0.95157 | 0.022262 | 1.5408 | 1.6792 | 10.126 | 1.2671 | 1.5964 | 1.2257 | 0.18309 | 0.028758 | 6.8169 | 0.75592 | 0.8711 | 7.6208 | 7.5028 | 9.8193 | 2.0093 | 0.083057 | 21.0991 | 1220.5806 | 10.3218 | 71.9505 | 1.5921 | 60.0915 | 0 | 0
271 | 22.893 | 0.31589 | 0.087214 | 0.89197 | 0.041251 | 0.21276 | 16.4549 | 0.85463 | 0.93763 | 0.5627 | 1.0606 | 1.5372 | 11.5708 | 4.6908 | 1.7041 | 1.073 | 1.1721 | 0.073489 | 7.0763 | 0.80837 | 0.84051 | 8.7605 | 7.1894 | 8.4716 | 2.0232 | -0.013165 | 25.2548 | 1242.5488 | 14.3385 | 73.1625 | 1.5089 | 60.0915 | 0 | 0
272 | 28.5042 | 0.34726 | 0.096687 | 0.89377 | 0.053499 | 0.19308 | 18.9174 | 0.92307 | 0.93014 | 0.40357 | 1.2735 | 1.549 | 10.1926 | 2.8549 | 3.8665 | 0.56629 | 0.83012 | 0.03362 | 7.1246 | 0.74686 | 0.80439 | 12.885 | 8.5469 | 13.7544 | 2.1082 | 0.34571 | 23.8746 | 1245.7936 | 12.7301 | 72.6573 | 1.8971 | 60.0915 | 0 | 0
273 | 18.4445 | 0.30728 | 0.11287 | 0.88888 | 0.036684 | 0.1845 | 13.1106 | 0.8792 | 0.94674 | 0.14963 | 1.3139 | 1.669 | 8.0022 | 2.4031 | 2.3961 | 0.87921 | 0.18842 | 0.046328 | 9.5202 | 0.81244 | 0.84639 | 11.5448 | 7.3526 | 15.9992 | 1.9147 | -0.04 | 23.2344 | 1226.7638 | 11.7938 | 73.0838 | 2.074 | 60.0915 | 0 | 0
274 | 29.2275 | 0.31575 | 0.092767 | 0.86673 | 0.037503 | 0.19346 | 21.1147 | 0.80357 | 0.93025 | 0.31432 | 1.0789 | 1.7661 | 6.3487 | 3.1907 | 3.5319 | 1.1308 | 0.74102 | 0.025891 | 9.7095 | 0.77566 | 0.83582 | 9.3282 | 7.0435 | 15.8978 | 2.2752 | 0.034113 | 25.8924 | 1272.393 | 14.4019 | 73.6191 | 2.078 | 60.0915 | 0 | 0
275 | 13.1741 | 0.29272 | 0.098345 | 0.82001 | 0.056928 | 0.22587 | 21.0852 | 0.91344 | 0.93393 | 0.5774 | 1.0225 | 1.7099 | 11.6907 | 2.9084 | 3.1811 | 1.5237 | 0.75114 | 0.066028 | 9.1241 | 0.7503 | 0.84975 | 8.8665 | 6.5696 | 12.4962 | 2.1142 | 0.24649 | 26.4407 | 1203.5192 | 15.3417 | 72.4495 | 1.7988 | 60.0915 | 0 | 0
276 | 21.376 | 0.31381 | 0.084791 | 0.89558 | 0.067435 | 0.18709 | 22.6682 | 0.85008 | 0.92634 | 0.37938 | 1.1219 | 1.1553 | 11.1232 | 4.3619 | 3.4904 | 1.7242 | 0.061296 | 0.04354 | 6.0568 | 0.86712 | 0.79819 | 10.0535 | 7.2997 | 14.2566 | 2.1067 | -0.23636 | 25.7032 | 1244.8442 | 14.3277 | 73.9373 | 1.9601 | 60.0915 | 0 | 0
277 | 18.3682 | 0.26746 | 0.10209 | 0.91142 | 0.04874 | 0.21078 | 15.8322 | 0.78456 | 0.94863 | 0.36612 | 1.2003 | 1.4346 | 12.4267 | 2.9563 | 2.2373 | 0.45369 | 1.1906 | 0.067979 | 7.0653 | 0.86246 | 0.79946 | 12.5597 | 8.5139 | 13.1987 | 2.0202 | -0.22427 | 24.5722 | 1278.3059 | 12.9234 | 75.3769 | 1.9172 | 63.0915 | 0 | 0
278 | 22.3732 | 0.33632 | 0.075017 | 0.83904 | 0.044985 | 0.19906 | 14.9864 | 0.83347 | 0.90792 | 0.025517 | 1.0018 | 1.5092 | 10.7838 | 2.3244 | 2.405 | 1.9511 | 0.40701 | 0.053247 | 8.2397 | 0.85018 | 0.88948 | 10.3887 | 7.8976 | 15.5547 | 2.0038 | -0.57312 | 27.5901 | 1204.5845 | 16.494 | 72.004 | 2.0174 | 60.0915 | 0 | 0
279 | 16.2116 | 0.32288 | 0.090626 | 0.91054 | 0.037306 | 0.21095 | 26.4022 | 0.83082 | 0.95356 | 0.39784 | 1.0813 | 1.8284 | 10.7405 | 3.4319 | 2.1516 | 0.82286 | 0.85324 | 0.065257 | 9.9373 | 0.78158 | 0.906 | 10.0914 | 6.266 | 13.1766 | 2.1725 | -0.033757 | 25.3165 | 1198.1012 | 14.2774 | 71.7831 | 1.8368 | 60.0915 | 0 | 0
280 | 27.0436 | 0.30535 | 0.094167 | 0.84067 | 0.064544 | 0.20887 | 16.2473 | 0.87817 | 0.92241 | 0.12242 | 1.3453 | 1.6025 | 6.2717 | 3.0397 | 3.8695 | 1.545 | 0.45893 | 0.034854 | 6.8463 | 0.77411 | 0.87721 | 11.5581 | 8.9757 | 12.6996 | 2.1064 | 0.041998 | 23.0274 | 1244.1973 | 11.9429 | 73.0518 | 1.8257 | 60.0915 | 0 | 0
281 | 21.6838 | 0.2718 | 0.091549 | 0.83075 | 0.046505 | 0.18015 | 17.2711 | 0.84592 | 0.95175 | 0.52086 | 1.5097 | 1.4839 | 16.9456 | 0.91232 | 3.1571 | 1.2634 | 0.33799 | 0.042133 | 9.2091 | 0.83292 | 0.84668 | 6.7547 | 7.0582 | 14.0877 | 2.0421 | -0.1146 | 21.9054 | 1275.6244 | 10.2735 | 74.6164 | 1.9707 | 63.0915 | 0 | 0
282 | 24.9468 | 0.29637 | 0.11728 | 0.8897 | 0.062576 | 0.19407 | 19.1639 | 0.89835 | 0.94002 | 0.055271 | 1.2789 | 1.4168 | 12.0017 | 1.5018 | 2.8343 | 1.8544 | 0.99665 | 0.055667 | 9.4509 | 0.73934 | 0.84715 | 8.2895 | 6.2499 | 9.9344 | 2.1442 | 0.33768 | 23.7933 | 1247.2781 | 12.8312 | 73.4959 | 1.6239 | 60.0915 | 0 | 0
283 | 21.5175 | 0.2903 | 0.084498 | 0.86394 | 0.043606 | 0.22672 | 13.5461 | 0.84258 | 0.94827 | 0.27621 | 1.2221 | 1.3985 | 9.1279 | 4.5866 | 1.8149 | 0.45228 | 0.0889 | 0.033966 | 7.4133 | 0.79183 | 0.8099 | 6.9263 | 8.5653 | 12.7387 | 2.0431 | 0.068805 | 24.1498 | 1253.3321 | 12.7992 | 73.9156 | 1.8444 | 60.0915 | 0 | 0
284 | 11.9207 | 0.31896 | 0.069347 | 0.91299 | 0.033864 | 0.2128 | 21.6783 | 0.8883 | 0.96533 | 0.18903 | 1.5387 | 1.8584 | 12.1279 | 1.5113 | 1.7772 | 1.5601 | 1.1474 | 0.04182 | 9.3783 | 0.79931 | 0.78745 | 8.4273 | 7.889 | 12.9257 | 2.0467 | 0.11808 | 21.4635 | 1207.4709 | 10.2904 | 72.6796 | 1.8354 | 60.0915 | 0 | 0
285 | 25.9253 | 0.30116 | 0.076177 | 0.86338 | 0.038325 | 0.19044 | 23.5794 | 0.89481 | 0.96025 | 0.68403 | 1.144 | 1.8028 | 11.1083 | 1.7961 | 0.50989 | 1.2609 | 0.070121 | 0.041056 | 8.4181 | 0.79674 | 0.81294 | 6.8184 | 8.6161 | 11.8121 | 2.1578 | 0.19435 | 24.4322 | 1280.6271 | 13.0404 | 74.1531 | 1.778 | 60.0915 | 0 | 0
286 | 30.9367 | 0.33983 | 0.10459 | 0.87071 | 0.053572 | 0.21686 | 11.4443 | 0.8175 | 0.92615 | 0.080535 | 1.3014 | 1.4745 | 8.8706 | 3.7232 | 2.6246 | 1.0426 | 0.27601 | 0.024148 | 7.4321 | 0.79754 | 0.86394 | 11.0457 | 7.8193 | 12.9786 | 2.0258 | -0.17128 | 23.6899 | 1253.6144 | 12.6393 | 72.5999 | 1.8379 | 60.0915 | 0 | 0
287 | 31.8344 | 0.3244 | 0.088361 | 0.90251 | 0.051038 | 0.20226 | 20.2638 | 0.84535 | 0.93704 | 0.36744 | 1.5455 | 1.5818 | 11.9663 | 1.8159 | 1.2634 | 0.85599 | 0.43621 | 0.021478 | 7.8377 | 0.73149 | 0.79261 | 5.5853 | 9.7002 | 10.0612 | 2.245 | 0.38361 | 21.4022 | 1282.0946 | 10.3743 | 73.5342 | 1.635 | 60.0915 | 0 | 0
288 | 16.5737 | 0.31152 | 0.077621 | 0.90433 | 0.047911 | 0.19092 | 15.7073 | 0.88129 | 0.92724 | 0.065431 | 1.2229 | 1.1828 | 13.2547 | 2.8246 | 1.3787 | 1.2942 | 0.57121 | 0.021911 | 6.5326 | 0.83111 | 0.79327 | 10.3912 | 9.9878 | 10.6978 | 1.9839 | -0.082548 | 24.1158 | 1218.9335 | 13.1268 | 73.37 | 1.6806 | 60.0915 | 0 | 0
289 | 13.3816 | 0.31071 | 0.11829 | 0.89443 | 0.071413 | 0.18264 | 22.8279 | 0.84087 | 0.94973 | 0.54053 | 1.3552 | 1.5599 | 13.1488 | 1.8016 | 2.6741 | 1.0773 | 1.0326 | 0.043189 | 7.0624 | 0.83405 | 0.86358 | 9.9304 | 7.535 | 8.2793 | 2.0183 | -0.18492 | 22.4141 | 1202.0534 | 11.6422 | 72.3021 | 1.483 | 60.0915 | 0 | 0
290 | 20.6768 | 0.30079 | 0.087741 | 0.90214 | 0.066515 | 0.18058 | 22.2119 | 0.93881 | 0.9435 | 0.073957 | 1.3115 | 1.5447 | 14.3349 | 1.0105 | 2.0194 | 1.3966 | 0.09724 | 0.048809 | 9.7975 | 0.78355 | 0.82466 | 13.4796 | 8.0391 | 11.2296 | 2.0991 | 0.22573 | 23.7664 | 1232.5814 | 12.7212 | 73.4379 | 1.7214 | 60.0915 | 0 | 0
291 | 26.4837 | 0.30231 | 0.077648 | 0.877 | 0.041688 | 0.21369 | 15.8014 | 0.90549 | 0.94295 | 0.0095452 | 1.0902 | 1.3384 | 9.2479 | 1.135 | 1.9411 | 1.942 | 0.8727 | 0.060721 | 9.9216 | 0.80577 | 0.78222 | 8.709 | 9.5775 | 13.9194 | 2.0696 | 0.1285 | 25.8774 | 1277.1648 | 14.4254 | 74.4662 | 1.9555 | 63.0915 | 0 | 0
292 | 18.5801 | 0.33055 | 0.089994 | 0.9063 | 0.045894 | 0.21654 | 12.7269 | 0.79144 | 0.9101 | 0.44502 | 1.1338 | 1.1273 | 15.6565 | 3.6627 | 3.6828 | 0.46755 | 0.25468 | 0.043983 | 8.637 | 0.75794 | 0.8164 | 12.7434 | 6.5729 | 8.0659 | 2.0616 | 0.058253 | 24.702 | 1200.2461 | 14.0696 | 72.0491 | 1.4636 | 60.0915 | 0 | 0
293 | 22.8764 | 0.32672 | 0.10352 | 0.86385 | 0.056485 | 0.20852 | 20.2633 | 0.90155 | 0.95678 | 0.24032 | 1.1055 | 1.3977 | 10.2139 | 2.0211 | 2.8468 | 0.47312 | 0.35185 | 0.076404 | 8.7317 | 0.79106 | 0.84735 | 13.6295 | 6.9181 | 11.4073 | 2.0717 | 0.086612 | 25.2034 | 1230.0653 | 14.1899 | 72.603 | 1.7204 | 60.0915 | 0 | 0
294 | 18.9456 | 0.28143 | 0.094107 | 0.85951 | 0.070466 | 0.21526 | 18.7924 | 0.79395 | 0.95917 | 0.25557 | 1.1141 | 1.2303 | 8.517 | 2.4516 | 0.76502 | 1.2376 | 0.066415 | 0.027182 | 8.4411 | 0.79825 | 0.85101 | 7.4183 | 8.7618 | 14.8628 | 2.1467 | -0.079818 | 25.5828 | 1237.9601 | 14.1426 | 73.4999 | 1.9976 | 60.0915 | 0 | 0
295 | 18.5427 | 0.3106 | 0.067169 | 0.91371 | 0.066713 | 0.19736 | 18.5424 | 0.91514 | 0.92711 | 0.29657 | 1.4896 | 1.8702 | 7.875 | 2.9401 | 2.96 | 1.0669 | 0.1337 | 0.036953 | 7.9551 | 0.83973 | 0.86492 | 9.1674 | 7.9144 | 12.6455 | 1.9512 | -0.12446 | 22.3795 | 1214.3849 | 11.3149 | 72.8023 | 1.8167 | 60.0915 | 0 | 0
296 | 27.0182 | 0.29707 | 0.10166 | 0.84716 | 0.047743 | 0.19353 | 13.4651 | 0.90907 | 0.95373 | 0.26969 | 1.369 | 1.7921 | 10.3769 | 1.7352 | 3.5242 | 0.72399 | 0.72647 | 0.040277 | 6.6319 | 0.77789 | 0.80026 | 9.2021 | 7.6326 | 14.5499 | 2.022 | 0.24616 | 23.0249 | 1278.3621 | 11.4919 | 74.138 | 1.9866 | 60.0915 | 0 | 0
297 | 20.4898 | 0.29334 | 0.11624 | 0.84942 | 0.060517 | 0.19103 | 11.2956 | 0.89971 | 0.96491 | 0.3159 | 1.38 | 1.7052 | 8.6353 | 4.4842 | 3.9999 | 0.83101 | 0.43949 | 0.04691 | 8.2179 | 0.74235 | 0.85723 | 11.8401 | 6.3315 | 11.3613 | 1.9512 | 0.31337 | 22.5056 | 1233.5371 | 11.3807 | 72.8518 | 1.721 | 60.0915 | 0 | 0
298 | 23.3795 | 0.30784 | 0.079402 | 0.89464 | 0.037673 | 0.24267 | 14.3878 | 0.84855 | 0.94369 | 0.18533 | 1.0834 | 1.4694 | 12.0826 | 4.962 | 3.0363 | 1.7379 | 0.25188 | 0.064028 | 6.9026 | 0.82135 | 0.84887 | 6.1693 | 7.6098 | 11.3164 | 1.9975 | -0.11558 | 25.449 | 1247.1254 | 14.3175 | 73.4714 | 1.7284 | 60.0915 | 0 | 0
299 | 19.6569 | 0.33002 | 0.1053 | 0.84848 | 0.038003 | 0.22166 | 15.6879 | 0.92446 | 0.95637 | 0.22992 | 0.99873 | 1.6819 | 11.3041 | 2.5406 | 2.8797 | 1.2689 | 0.27352 | 0.040773 | 8.5413 | 0.78802 | 0.83631 | 10.1475 | 9.2864 | 10.855 | 1.9716 | 0.10737 | 26.3668 | 1218.3409 | 15.3985 | 72.352 | 1.6757 | 60.0915 | 0 | 0
300 | 22.7633 | 0.35131 | 0.061874 | 0.84294 | 0.055988 | 0.24404 | 20.1298 | 0.80575 | 0.9284 | 0.62469 | 1.3717 | 1.5042 | 14.2504 | 2.9279 | 2.552 | 0.80461 | 1.1065 | 0.040518 | 9.5065 | 0.77588 | 0.84928 | 8.1407 | 8.8823 | 12.1187 | 2.1789 | -0.072469 | 22.4523 | 1207.3695 | 11.5499 | 71.5134 | 1.7547 | 60.0915 | 0 | 0
301 | 33.1273 | 0.3436 | 0.07309 | 0.82964 | 0.052188 | 0.19741 | 17.8626 | 0.88391 | 0.94992 | 0.085655 | 1.4496 | 1.2255 | 11.2753 | 1.7124 | 3.0747 | 1.6989 | 0.59704 | 0.067759 | 6.1605 | 0.81031 | 0.87792 | 9.3464 | 8.0405 | 13.4587 | 2.0883 | -0.11922 | 22.4615 | 1272.7759 | 11.326 | 72.7151 | 1.876 | 60.0915 | 0 | 0
302 | 19.8818 | 0.31306 | 0.099269 | 0.90082 | 0.057053 | 0.19573 | 18.6343 | 0.80121 | 0.96086 | 0.34339 | 0.9443 | 1.3055 | 10.5642 | 4.2151 | 2.4697 | 1.9238 | 0.05106 | 0.069529 | 6.5365 | 0.846 | 0.81043 | 13.1239 | 7.5945 | 11.3595 | 2.0609 | -0.20842 | 27.7019 | 1241.632 | 16.5107 | 73.4787 | 1.7318 | 60.0915 | 0 | 0
303 | 12.8979 | 0.33113 | 0.11515 | 0.90878 | 0.035774 | 0.23087 | 16.9683 | 0.78629 | 0.9248 | 0.18402 | 1.4768 | 1.5551 | 14.6154 | 1.1997 | 0.83287 | 0.99845 | 0.73288 | 0.068683 | 7.3261 | 0.78886 | 0.83641 | 6.3924 | 9.1498 | 10.8299 | 2.041 | -0.14427 | 21.4406 | 1184.7367 | 10.6371 | 71.82 | 1.6651 | 60.0915 | 0 | 0
304 | 21.3128 | 0.28234 | 0.078196 | 0.90108 | 0.042602 | 0.22955 | 21.1002 | 0.90968 | 0.94511 | 0.060709 | 1.0841 | 1.2613 | 11.5166 | 4.1722 | 3.0551 | 1.3635 | 1.1336 | 0.035423 | 9.2926 | 0.73273 | 0.89039 | 8.0509 | 9.7206 | 10.8726 | 2.1702 | 0.36711 | 25.563 | 1238.3211 | 14.5062 | 73.5529 | 1.6967 | 60.0915 | 0 | 0
305 | 21.6989 | 0.29718 | 0.070272 | 0.82982 | 0.053267 | 0.18669 | 20.2816 | 0.9271 | 0.95267 | 0.1324 | 1.0537 | 1.5255 | 15.1346 | 3.1314 | 3.9684 | 0.87775 | 0.42823 | 0.020159 | 9.8787 | 0.74491 | 0.87403 | 9.6342 | 9.2697 | 10.331 | 2.1495 | 0.28388 | 26.1805 | 1230.1021 | 15.228 | 72.8739 | 1.6449 | 60.0915 | 0 | 0
306 | 31.3855 | 0.25782 | 0.10283 | 0.91361 | 0.072531 | 0.20623 | 21.4546 | 0.93761 | 0.93846 | 0.22872 | 1.5002 | 1.6337 | 5.5678 | 4.9176 | 2.4145 | 1.76 | 0.56008 | 0.043661 | 6.4581 | 0.76916 | 0.84937 | 5.6916 | 7.2471 | 8.6328 | 2.1992 | 0.44597 | 22.6967 | 1426.4234 | 10.6721 | 80.6413 | 1.6446 | 66.0915 | 0 | 0
307 | 23.3176 | 0.31288 | 0.088056 | 0.8955 | 0.065272 | 0.21443 | 25.2767 | 0.88517 | 0.95367 | 0.005302 | 1.5127 | 1.5036 | 14.447 | 2.6383 | 1.2795 | 1.3845 | 1.1859 | 0.070922 | 9.5275 | 0.77901 | 0.88597 | 12.8032 | 9.169 | 9.3429 | 2.1802 | 0.0913 | 21.4512 | 1228.3598 | 10.6516 | 72.7355 | 1.5688 | 60.0915 | 0 | 0
308 | 15.8701 | 0.34447 | 0.10064 | 0.90174 | 0.056835 | 0.2064 | 21.0088 | 0.86576 | 0.93517 | 0.35303 | 0.97932 | 1.3677 | 11.0981 | 2.8479 | 3.9564 | 0.95062 | 1.0633 | 0.042023 | 6.0974 | 0.85397 | 0.85118 | 12.4753 | 9.8817 | 9.7455 | 1.9873 | -0.29167 | 26.6022 | 1193.2893 | 15.8578 | 71.9148 | 1.5867 | 60.0915 | 0 | 0
309 | 31.2332 | 0.32402 | 0.082867 | 0.88202 | 0.048832 | 0.22657 | 25.4193 | 0.82366 | 0.93908 | 0.14066 | 1.1155 | 1.4639 | 15.9719 | 4.3246 | 1.4382 | 0.67616 | 0.32734 | 0.077267 | 8.8878 | 0.76833 | 0.77847 | 9.6281 | 9.2152 | 13.829 | 2.383 | 0.19098 | 25.6848 | 1287.1132 | 14.3314 | 74.0379 | 1.93 | 60.0915 | 0 | 0
310 | 29.0025 | 0.28477 | 0.11504 | 0.88313 | 0.043918 | 0.20525 | 24.7049 | 0.87609 | 0.93377 | 0.045495 | 1.0912 | 1.3871 | 11.6716 | 2.074 | 3.4947 | 1.4299 | 1.1409 | 0.078895 | 6.89 | 0.86364 | 0.9039 | 8.3768 | 7.5205 | 9.6661 | 2.1353 | -0.30224 | 25.6896 | 1291.7479 | 14.5491 | 74.7844 | 1.6332 | 63.0915 | 0 | 0
311 | 29.5236 | 0.33706 | 0.084238 | 0.84079 | 0.05602 | 0.21885 | 22.9241 | 0.91291 | 0.94428 | 0.58313 | 1.4022 | 1.4284 | 11.456 | 3.24 | 1.904 | 1.2516 | 0.35375 | 0.039647 | 8.5465 | 0.8482 | 0.89605 | 10.2683 | 9.7832 | 9.2719 | 2.0499 | -0.19555 | 22.2921 | 1259.2178 | 11.3982 | 72.749 | 1.5638 | 60.0915 | 0 | 0
312 | 14.1575 | 0.31872 | 0.088759 | 0.88527 | 0.064343 | 0.20123 | 19.8056 | 0.78555 | 0.93665 | 0.1286 | 1.0254 | 1.5414 | 14.0965 | 2.2601 | 0.75322 | 1.4108 | 0.88999 | 0.074907 | 7.2203 | 0.77215 | 0.86571 | 10.2442 | 7.5058 | 10.7341 | 2.1601 | -0.10443 | 26.342 | 1181.4283 | 15.6021 | 71.5598 | 1.6534 | 60.0915 | 0 | 0
313 | 22.8579 | 0.32146 | 0.10615 | 0.83927 | 0.058355 | 0.20429 | 18.5304 | 0.89672 | 0.95725 | 0.23255 | 1.3922 | 1.3038 | 13.5715 | 2.1268 | 3.4251 | 1.587 | 0.91967 | 0.0676 | 9.1702 | 0.80968 | 0.85433 | 10.3711 | 8.3295 | 12.8113 | 2.0255 | -0.026848 | 22.6189 | 1232.904 | 11.4723 | 72.7164 | 1.8277 | 60.0915 | 0 | 0
314 | 33.5119 | 0.30843 | 0.094075 | 0.85714 | 0.053293 | 0.24483 | 12.6091 | 0.8112 | 0.95954 | 0.28161 | 0.98181 | 1.596 | 9.4576 | 0.98823 | 0.61525 | 1.4546 | 0.55716 | 0.077881 | 8.231 | 0.77948 | 0.85941 | 9.258 | 7.881 | 13.7157 | 2.1015 | 0.042596 | 26.9186 | 1303.0318 | 15.5136 | 73.69 | 1.9142 | 60.0915 | 0 | 0
315 | 22.7318 | 0.32627 | 0.067242 | 0.8915 | 0.052813 | 0.1943 | 27.0345 | 0.88752 | 0.92465 | 0.68876 | 1.1308 | 1.3728 | 16.1329 | 3.4684 | 0.60181 | 1.9021 | 0.41951 | 0.057592 | 6.8277 | 0.75155 | 0.81257 | 11.0866 | 7.463 | 10.123 | 2.2673 | 0.30021 | 25.0229 | 1228.4103 | 14.112 | 72.7486 | 1.6269 | 60.0915 | 0 | 0
316 | 24.5158 | 0.27651 | 0.090359 | 0.9029 | 0.052047 | 0.20774 | 26.9548 | 0.90286 | 0.92449 | 0.43111 | 1.2197 | 1.375 | 8.3583 | 1.4841 | 1.1209 | 1.6615 | 0.75719 | 0.046068 | 8.8655 | 0.8129 | 0.88802 | 8.6318 | 9.2565 | 11.6861 | 2.1908 | 0.052379 | 24.4098 | 1271.2119 | 13.1176 | 74.604 | 1.7864 | 63.0915 | 0 | 0
317 | 22.8344 | 0.30302 | 0.10927 | 0.8834 | 0.056221 | 0.1984 | 17.8101 | 0.89766 | 0.94423 | 0.54902 | 1.0092 | 1.7471 | 15.4646 | 3.3769 | 2.6727 | 0.63092 | 0.14114 | 0.048685 | 7.458 | 0.80679 | 0.88049 | 8.995 | 9.8437 | 8.6013 | 1.9978 | 0.038439 | 26.3029 | 1243.5228 | 15.3694 | 73.1844 | 1.5196 | 60.0915 | 0 | 0
318 | 23.093 | 0.29734 | 0.081014 | 0.87138 | 0.048136 | 0.22189 | 25.1353 | 0.85479 | 0.95345 | 0.27285 | 0.93831 | 1.7588 | 12.9638 | 1.6817 | 3.2803 | 1.7595 | 1.0501 | 0.027771 | 6.6437 | 0.762 | 0.85425 | 12.2616 | 6.2137 | 14.944 | 2.2771 | 0.18995 | 28.1267 | 1248.3277 | 16.7134 | 73.4348 | 2.0017 | 60.0915 | 0 | 0
319 | 23.4913 | 0.34024 | 0.091659 | 0.90792 | 0.05435 | 0.19329 | 20.8291 | 0.89091 | 0.92848 | 0.24169 | 1.3458 | 1.7227 | 10.1409 | 3.4644 | 1.2056 | 1.6752 | 0.38511 | 0.031872 | 8.889 | 0.78976 | 0.83966 | 8.7157 | 9.4889 | 12.7525 | 2.0928 | 0.066732 | 22.9027 | 1221.495 | 11.8943 | 72.4571 | 1.8188 | 60.0915 | 0 | 0
320 | 18.4678 | 0.27528 | 0.074876 | 0.8479 | 0.039201 | 0.23434 | 12.0053 | 0.81817 | 0.91733 | 0.023051 | 1.3526 | 1.8372 | 8.3708 | 2.0061 | 0.90396 | 1.994 | 0.74816 | 0.024087 | 9.6531 | 0.79605 | 0.8208 | 5.773 | 7.7205 | 13.703 | 2.0687 | -0.091155 | 23.1907 | 1241.9155 | 11.8222 | 74.1475 | 1.9221 | 60.0915 | 0 | 0
321 | 19.9151 | 0.30183 | 0.10468 | 0.82701 | 0.041625 | 0.1843 | 25.531 | 0.84905 | 0.939 | 0.31011 | 1.5109 | 1.7032 | 10.6528 | 2.7687 | 2.5493 | 1.1173 | 1.1845 | 0.070955 | 6.3149 | 0.76558 | 0.82284 | 12.0856 | 8.8592 | 13.0069 | 2.2732 | 0.13312 | 21.7079 | 1234.9834 | 10.4675 | 73.293 | 1.8533 | 60.0915 | 0 | 0
322 | 28.1174 | 0.36179 | 0.10369 | 0.85003 | 0.0509 | 0.20867 | 13.1794 | 0.86499 | 0.93945 | 0.091053 | 1.5044 | 1.8691 | 10.3989 | 2.5908 | 3.5491 | 1.8185 | 0.71723 | 0.048793 | 8.2616 | 0.84858 | 0.90322 | 8.2139 | 6.5498 | 9.6307 | 1.8899 | -0.42217 | 21.2294 | 1228.4323 | 10.5283 | 71.7419 | 1.5748 | 60.0915 | 0 | 0
323 | 25.0059 | 0.33422 | 0.094348 | 0.87165 | 0.055655 | 0.18612 | 23.8411 | 0.89492 | 0.94696 | 0.3615 | 1.3361 | 1.5847 | 9.7497 | 1.2937 | 0.99615 | 1.1838 | 1.1456 | 0.02703 | 8.5499 | 0.84797 | 0.84228 | 9.3566 | 9.1327 | 14.2874 | 2.0791 | -0.14751 | 23.0817 | 1246.2888 | 11.7835 | 73.1082 | 1.9462 | 60.0915 | 0 | 0
324 | 26.0343 | 0.2807 | 0.096155 | 0.87457 | 0.05494 | 0.2202 | 14.0217 | 0.81822 | 0.93975 | 0.26515 | 1.217 | 1.4214 | 11.9321 | 4.1119 | 2.2645 | 1.1289 | 0.86342 | 0.040179 | 9.2247 | 0.86441 | 0.84945 | 11.1976 | 6.1321 | 15.8763 | 1.9971 | -0.32659 | 24.6528 | 1286.1151 | 12.9406 | 74.7987 | 2.1121 | 63.0915 | 0 | 0
325 | 21.5423 | 0.32324 | 0.10151 | 0.89371 | 0.055674 | 0.19788 | 16.7831 | 0.84117 | 0.94712 | 0.20242 | 1.1699 | 1.5665 | 12.1003 | 2.4749 | 3.5413 | 1.3362 | 0.80174 | 0.078279 | 9.4994 | 0.75661 | 0.85694 | 9.936 | 7.5863 | 12.1107 | 2.0834 | 0.1337 | 24.2234 | 1216.0935 | 13.2391 | 72.21 | 1.7661 | 60.0915 | 0 | 0
326 | 19.3259 | 0.29487 | 0.091392 | 0.84457 | 0.055291 | 0.19267 | 16.6122 | 0.87907 | 0.93215 | 0.37561 | 1.4506 | 1.2722 | 11.0901 | 2.0468 | 3.5062 | 1.8261 | 0.29921 | 0.075391 | 7.0696 | 0.78524 | 0.82959 | 8.7055 | 8.5782 | 14.5221 | 2.0532 | 0.085222 | 22.636 | 1230.4707 | 11.293 | 73.288 | 1.9674 | 60.0915 | 0 | 0
327 | 24.1041 | 0.28507 | 0.093392 | 0.83704 | 0.06751 | 0.21914 | 23.3762 | 0.78839 | 0.94182 | 0.12622 | 1.5168 | 1.7282 | 9.2673 | 2.3568 | 1.7735 | 1.9591 | 0.090096 | 0.050461 | 7.3118 | 0.8148 | 0.8211 | 7.8998 | 7.0071 | 13.959 | 2.2897 | -0.16217 | 22.0448 | 1269.7518 | 10.5857 | 74.371 | 1.956 | 63.0915 | 0 | 0
328 | 28.2319 | 0.33932 | 0.11274 | 0.84444 | 0.052745 | 0.20148 | 17.7439 | 0.89126 | 0.92279 | 0.027196 | 1.3994 | 1.8481 | 14.0091 | 2.621 | 2.9966 | 1.1462 | 0.39485 | 0.049104 | 8.3603 | 0.78503 | 0.77041 | 10.1272 | 6.3498 | 14.0405 | 2.1405 | 0.11905 | 22.9426 | 1256.4409 | 11.7082 | 73.4084 | 1.9329 | 60.0915 | 0 | 0
329 | 16.7254 | 0.31051 | 0.11079 | 0.86283 | 0.040866 | 0.19374 | 25.9807 | 0.83756 | 0.91997 | 0.17872 | 1.155 | 1.2968 | 12.9791 | 3.8212 | 1.8417 | 1.4816 | 0.71403 | 0.038411 | 7.8554 | 0.7464 | 0.8451 | 10.1339 | 8.1435 | 15.5096 | 2.2988 | 0.13904 | 25.3345 | 1202.9966 | 14.1224 | 72.499 | 2.0248 | 60.0915 | 0 | 0
330 | 28.5378 | 0.35306 | 0.08887 | 0.88027 | 0.050005 | 0.21104 | 21.409 | 0.83006 | 0.94564 | 0.28728 | 1.5302 | 1.2576 | 14.41 | 4.4024 | 1.8258 | 1.2402 | 0.67852 | 0.03512 | 9.9271 | 0.78557 | 0.92458 | 7.3804 | 9.6303 | 14.8173 | 2.1328 | -0.13526 | 21.471 | 1227.6972 | 10.4049 | 71.5687 | 1.9543 | 60.0915 | 0 | 0
331 | 16.986 | 0.28254 | 0.10449 | 0.87914 | 0.050602 | 0.22323 | 26.2235 | 0.87636 | 0.94431 | 0.11092 | 1.2078 | 1.3466 | 9.6785 | 1.0832 | 3.071 | 0.78548 | 0.56441 | 0.022723 | 8.4805 | 0.86087 | 0.88821 | 11.3733 | 6.1456 | 12.08 | 2.0988 | -0.29212 | 24.3709 | 1234.0676 | 13.1633 | 73.8438 | 1.7924 | 60.0915 | 0 | 0
332 | 21.7196 | 0.32655 | 0.10256 | 0.84027 | 0.054868 | 0.24779 | 25.0558 | 0.87488 | 0.92986 | 0.78957 | 1.2846 | 1.8149 | 6.4618 | 3.9914 | 3.0507 | 1.0584 | 0.94702 | 0.026511 | 9.8724 | 0.83049 | 0.82784 | 9.814 | 9.8453 | 8.3332 | 2.1283 | -0.10157 | 22.7859 | 1236.2489 | 11.9007 | 72.9763 | 1.4966 | 60.0915 | 0 | 0
333 | 19.5059 | 0.29492 | 0.09295 | 0.88412 | 0.055149 | 0.18463 | 28.5696 | 0.91057 | 0.94688 | 0.51666 | 1.3074 | 1.717 | 10.2555 | 1.4925 | 0.54554 | 1.3861 | 0.28828 | 0.050755 | 8.7629 | 0.84459 | 0.83904 | 9.6776 | 8.3948 | 11.8484 | 2.1345 | -0.029117 | 23.1844 | 1249.5053 | 11.8978 | 74.0225 | 1.7784 | 60.0915 | 0 | 0
334 | 22.6951 | 0.33819 | 0.1018 | 0.87772 | 0.071428 | 0.18776 | 20.6442 | 0.86706 | 0.95279 | 0.62293 | 0.98204 | 1.4706 | 12.7497 | 2.778 | 2.0939 | 1.249 | 0.64703 | 0.028265 | 8.8026 | 0.83806 | 0.84707 | 7.7988 | 7.2129 | 9.3993 | 2.0221 | -0.13955 | 26.4656 | 1228.2722 | 15.5861 | 72.3881 | 1.5674 | 60.0915 | 0 | 0
335 | 30.7474 | 0.31344 | 0.076355 | 0.82402 | 0.045755 | 0.18819 | 13.3428 | 0.91811 | 0.9552 | 0.023492 | 1.0501 | 1.4191 | 12.6684 | 2.5572 | 1.6864 | 0.61864 | 0.15893 | 0.026844 | 9.813 | 0.76748 | 0.80694 | 13.6012 | 7.5121 | 11.632 | 2.0714 | 0.24268 | 25.7497 | 1282.6445 | 14.5595 | 73.7223 | 1.7566 | 60.0915 | 0 | 0
336 | 18.6919 | 0.27152 | 0.095037 | 0.87281 | 0.069672 | 0.20479 | 13.4019 | 0.90326 | 0.95146 | 0.27443 | 1.5022 | 1.3765 | 11.3782 | 2.6574 | 2.5808 | 1.6895 | 0.49835 | 0.070582 | 7.5967 | 0.81055 | 0.91416 | 10.633 | 8.0486 | 10.3505 | 1.8989 | -0.0099091 | 21.5788 | 1235.2531 | 10.4944 | 73.4962 | 1.6559 | 60.0915 | 0 | 0
337 | 22.3495 | 0.33317 | 0.098984 | 0.88689 | 0.045625 | 0.22914 | 18.9404 | 0.83495 | 0.9334 | 0.14024 | 1.4224 | 1.6452 | 15.2842 | 3.2103 | 0.81383 | 0.72311 | 1.0092 | 0.061999 | 6.6768 | 0.78435 | 0.91152 | 6.1266 | 8.4791 | 15.2334 | 2.0823 | -0.12601 | 22.5918 | 1206.3566 | 11.4913 | 71.7732 | 1.9889 | 60.0915 | 0 | 0
338 | 19.9286 | 0.32444 | 0.10616 | 0.82676 | 0.059906 | 0.21242 | 19.122 | 0.88071 | 0.91671 | 0.21464 | 1.3721 | 1.8166 | 12.2935 | 3.8456 | 3.5121 | 1.5478 | 0.19768 | 0.059974 | 8.1411 | 0.79289 | 0.82372 | 7.1631 | 9.3136 | 14.1839 | 2.106 | -0.034481 | 22.9318 | 1211.7725 | 11.8081 | 72.5132 | 1.9265 | 60.0915 | 0 | 0
339 | 15.4507 | 0.31988 | 0.080112 | 0.86839 | 0.04054 | 0.20593 | 26.0179 | 0.87287 | 0.93948 | 0.18942 | 1.3438 | 1.6571 | 9.9592 | 2.4551 | 1.0268 | 0.77769 | 0.50918 | 0.073145 | 8.1489 | 0.78794 | 0.79501 | 9.1075 | 8.7782 | 8.2261 | 2.2152 | 0.080342 | 22.5939 | 1211.0085 | 11.8283 | 72.8138 | 1.4862 | 60.0915 | 0 | 0
340 | 18.7648 | 0.35645 | 0.10499 | 0.86469 | 0.041403 | 0.17634 | 19.6927 | 0.89432 | 0.94876 | 0.27849 | 1.5312 | 1.1328 | 9.406 | 1.9682 | 1.3313 | 1.7541 | 0.14628 | 0.076237 | 9.6655 | 0.81876 | 0.8354 | 10.1737 | 8.131 | 9.0927 | 1.9887 | -0.089793 | 21.0595 | 1202.3026 | 10.3387 | 71.854 | 1.5372 | 60.0915 | 0 | 0
341 | 16.4671 | 0.29782 | 0.10935 | 0.91551 | 0.063832 | 0.2308 | 29.1863 | 0.83385 | 0.92929 | 0.10899 | 1.0569 | 1.1287 | 7.2733 | 0.93836 | 1.3417 | 1.1135 | 1.0581 | 0.022467 | 7.6387 | 0.79806 | 0.85515 | 13.2267 | 9.7717 | 11.5731 | 2.269 | -0.041345 | 26.5515 | 1214.172 | 15.5485 | 73.1936 | 1.7437 | 60.0915 | 0 | 0
342 | 29.7381 | 0.3051 | 0.10268 | 0.89658 | 0.043733 | 0.20531 | 18.308 | 0.85175 | 0.90433 | 0.27169 | 1.039 | 1.7564 | 14.0434 | 2.1639 | 3.3792 | 0.44448 | 0.13216 | 0.020556 | 9.0663 | 0.84145 | 0.86691 | 8.5779 | 8.9613 | 15.0769 | 2.0865 | -0.24537 | 26.9881 | 1276.3223 | 15.5507 | 74.1824 | 2.0282 | 60.0915 | 0 | 0
343 | 27.5812 | 0.3591 | 0.10355 | 0.87578 | 0.078279 | 0.19202 | 20.7673 | 0.8568 | 0.92797 | 0.10258 | 1.4332 | 1.5177 | 11.2215 | 3.399 | 1.5461 | 1.3321 | 0.15499 | 0.038492 | 7.4663 | 0.7818 | 0.84764 | 10.09 | 9.8097 | 14.077 | 2.1572 | -0.018628 | 22.6163 | 1221.2238 | 11.646 | 71.8709 | 1.9059 | 60.0915 | 0 | 0
344 | 23.7717 | 0.30027 | 0.097618 | 0.86914 | 0.07498 | 0.2007 | 19.7755 | 0.79578 | 0.93096 | 0.69628 | 1.0822 | 1.5349 | 8.1176 | 2.5873 | 1.7028 | 0.74353 | 0.75163 | 0.07657 | 9.7173 | 0.79197 | 0.88682 | 10.5285 | 6.867 | 15.9089 | 2.147 | -0.088509 | 25.7511 | 1238.2421 | 14.3352 | 72.8605 | 2.0622 | 60.0915 | 0 | 0
345 | 20.5262 | 0.33556 | 0.097668 | 0.88054 | 0.061148 | 0.21112 | 18.0498 | 0.88674 | 0.95024 | 0.11473 | 1.2801 | 1.2999 | 13.183 | 3.1718 | 1.0332 | 0.57771 | 1.0156 | 0.062073 | 9.079 | 0.8276 | 0.8994 | 9.6694 | 7.9911 | 9.546 | 1.9562 | -0.21037 | 23.411 | 1202.2439 | 12.7122 | 71.7712 | 1.5694 | 60.0915 | 0 | 0
346 | 13.5885 | 0.30063 | 0.084112 | 0.87196 | 0.0389 | 0.22558 | 23.635 | 0.85032 | 0.91183 | 0.15995 | 1.534 | 1.6275 | 9.9205 | 3.1954 | 3.5352 | 0.89009 | 0.09676 | 0.055283 | 9.2629 | 0.77628 | 0.83165 | 10.0726 | 8.7198 | 11.6904 | 2.2051 | 0.022759 | 21.5631 | 1201.7156 | 10.5944 | 72.8402 | 1.7461 | 60.0915 | 0 | 0
347 | 15.8855 | 0.32587 | 0.097181 | 0.85194 | 0.052294 | 0.22628 | 24.2206 | 0.92394 | 0.94556 | 0.12892 | 1.4878 | 1.5381 | 14.157 | 3.1844 | 1.5319 | 1.3824 | 0.464 | 0.028615 | 7.1873 | 0.78666 | 0.8098 | 7.2384 | 8.0041 | 8.7341 | 2.117 | 0.12223 | 21.3908 | 1203.3496 | 10.6559 | 72.4033 | 1.5183 | 60.0915 | 0 | 0
348 | 33.0026 | 0.29009 | 0.091578 | 0.89617 | 0.046799 | 0.17795 | 16.0772 | 0.89305 | 0.95036 | 0.25155 | 0.9915 | 1.6651 | 11.0589 | 2.1167 | 3.4548 | 1.4763 | 0.77416 | 0.03671 | 9.9154 | 0.83664 | 0.82048 | 7.8068 | 8.1454 | 11.2417 | 2.0503 | 0.039347 | 27.0449 | 1332.2046 | 15.5916 | 75.3935 | 1.7651 | 63.0915 | 0 | 0
349 | 30.0892 | 0.38203 | 0.087485 | 0.88998 | 0.031515 | 0.23449 | 26.5814 | 0.9301 | 0.94959 | 0.3276 | 1.1196 | 1.3452 | 12.1396 | 2.5703 | 0.9526 | 0.98549 | 1.0742 | 0.031359 | 9.2902 | 0.7716 | 0.87028 | 8.6606 | 7.4058 | 10.5678 | 2.1797 | 0.18104 | 24.9041 | 1244.0543 | 14.0833 | 71.9772 | 1.6479 | 60.0915 | 0 | 0
350 | 13.0513 | 0.30798 | 0.08587 | 0.84957 | 0.06462 | 0.21379 | 28.0214 | 0.87111 | 0.94306 | 0.35205 | 1.5177 | 1.8198 | 13.986 | 2.5982 | 2.7626 | 0.62644 | 1.0931 | 0.028526 | 8.1348 | 0.86171 | 0.835 | 9.6247 | 9.5282 | 10.7087 | 2.1247 | -0.28715 | 21.5413 | 1210.3465 | 10.5423 | 72.9208 | 1.674 | 60.0915 | 0 | 0
351 | 21.5826 | 0.38388 | 0.088256 | 0.88099 | 0.073294 | 0.23575 | 24.0499 | 0.92288 | 0.93444 | 0.65565 | 0.94006 | 1.218 | 13.0246 | 1.664 | 2.2035 | 1.3249 | 0.098564 | 0.031612 | 7.385 | 0.7633 | 0.85067 | 10.646 | 6.2222 | 15.6913 | 2.1143 | 0.18369 | 27.7813 | 1185.2284 | 16.7791 | 70.7658 | 2.0002 | 60.0915 | 0 | 0
352 | 21.3991 | 0.26484 | 0.08476 | 0.85599 | 0.053802 | 0.21213 | 19.4264 | 0.89814 | 0.92083 | 0.20666 | 1.2643 | 1.7196 | 12.9219 | 1.068 | 1.2698 | 0.65456 | 0.31483 | 0.039578 | 6.7155 | 0.81974 | 0.82431 | 11.1655 | 7.9334 | 15.5302 | 2.1132 | 0.020576 | 24.5885 | 1272.0002 | 12.9166 | 75.1469 | 2.0934 | 63.0915 | 0 | 0
353 | 23.2835 | 0.27957 | 0.10041 | 0.84158 | 0.041108 | 0.19663 | 18.9691 | 0.84467 | 0.91104 | 0.50748 | 1.165 | 1.6541 | 12.95 | 2.3339 | 1.291 | 1.1705 | 0.34488 | 0.053178 | 7.8227 | 0.79766 | 0.82357 | 8.7544 | 9.0863 | 15.7504 | 2.185 | 0.068536 | 24.9614 | 1275.9059 | 13.2634 | 74.8653 | 2.1046 | 63.0915 | 0 | 0
354 | 19.9654 | 0.3595 | 0.097353 | 0.91499 | 0.05762 | 0.20882 | 24.4337 | 0.90098 | 0.95481 | 0.016068 | 1.4601 | 1.2587 | 14.859 | 3.4336 | 2.5655 | 1.57 | 0.58963 | 0.045207 | 6.8591 | 0.80634 | 0.88562 | 10.7895 | 7.4704 | 8.9465 | 2.0595 | -0.061161 | 21.9654 | 1190.9374 | 11.4067 | 71.3882 | 1.5196 | 60.0915 | 0 | 0
355 | 13.0757 | 0.3208 | 0.097912 | 0.89982 | 0.044338 | 0.22766 | 19.4953 | 0.78403 | 0.91623 | 0.12169 | 1.3599 | 1.1826 | 7.4815 | 2.9717 | 2.5077 | 1.5886 | 0.33487 | 0.037716 | 9.9587 | 0.83136 | 0.8283 | 8.3885 | 6.4662 | 11.4177 | 2.0808 | -0.35867 | 22.7513 | 1194.0237 | 11.8478 | 72.4869 | 1.7191 | 60.0915 | 0 | 0
356 | 20.2319 | 0.29872 | 0.091436 | 0.83942 | 0.047565 | 0.20545 | 20.4737 | 0.84139 | 0.93308 | 0.36852 | 1.1815 | 1.58 | 13.3323 | 3.6205 | 3.6221 | 1.9276 | 0.455 | 0.061446 | 9.1153 | 0.78776 | 0.82962 | 9.7582 | 6.7314 | 11.1713 | 2.1699 | 0.014595 | 24.2582 | 1236.2238 | 13.1466 | 73.3671 | 1.7155 | 60.0915 | 0 | 0
357 | 26.8746 | 0.28414 | 0.10312 | 0.85791 | 0.049425 | 0.2368 | 27.3568 | 0.86416 | 0.95085 | 0.31702 | 1.4993 | 1.3917 | 10.5463 | 2.2308 | 3.78 | 1.9715 | 0.16988 | 0.035911 | 7.7841 | 0.85358 | 0.80768 | 7.9729 | 9.9533 | 11.2669 | 2.227 | -0.088944 | 21.9801 | 1305.4348 | 10.5115 | 75.4772 | 1.7689 | 63.0915 | 0 | 0
358 | 24.3247 | 0.33438 | 0.10895 | 0.90045 | 0.073666 | 0.1964 | 22.9877 | 0.88841 | 0.94748 | 0.61181 | 1.2492 | 1.4238 | 13.5523 | 1.2474 | 2.9315 | 1.9181 | 0.11607 | 0.046408 | 7.0437 | 0.83926 | 0.8419 | 10.835 | 8.4904 | 10.0835 | 2.0426 | -0.064832 | 23.7287 | 1240.2367 | 12.7557 | 72.8615 | 1.626 | 60.0915 | 0 | 0
359 | 20.1494 | 0.33573 | 0.10437 | 0.89565 | 0.050528 | 0.20351 | 23.8327 | 0.9221 | 0.94406 | 0.0068415 | 1.2885 | 1.5804 | 13.8391 | 4.0352 | 3.1971 | 0.80945 | 0.31757 | 0.043367 | 8.1588 | 0.78068 | 0.88961 | 5.8818 | 7.8237 | 11.5099 | 2.0955 | 0.075899 | 23.6115 | 1201.4309 | 12.7883 | 71.9295 | 1.7168 | 60.0915 | 0 | 0
360 | 18.9675 | 0.34707 | 0.089612 | 0.85378 | 0.059844 | 0.20778 | 21.6045 | 0.76888 | 0.95664 | 0.079802 | 1.1769 | 1.3444 | 10.8249 | 3.4198 | 3.2048 | 1.1969 | 0.24367 | 0.051005 | 7.9613 | 0.81988 | 0.82476 | 10.6604 | 6.3126 | 12.0057 | 2.1842 | -0.32814 | 24.1698 | 1204.4471 | 13.2368 | 71.9448 | 1.7534 | 60.0915 | 0 | 0
361 | 33.2714 | 0.29923 | 0.098892 | 0.89649 | 0.049373 | 0.20651 | 24.0081 | 0.83371 | 0.9543 | 0.09975 | 1.4702 | 1.2953 | 15.7012 | 1.2763 | 2.9842 | 0.89697 | 0.51204 | 0.024557 | 6.0186 | 0.75514 | 0.84876 | 13.9831 | 9.8993 | 10.769 | 2.3092 | 0.24994 | 21.8845 | 1310.7609 | 10.6776 | 74.3545 | 1.7119 | 63.0915 | 0 | 0
362 | 22.5129 | 0.26921 | 0.068478 | 0.88665 | 0.047664 | 0.22869 | 23.4116 | 0.89237 | 0.9506 | 0.42762 | 1.4027 | 1.4511 | 12.4565 | 2.4395 | 2.8545 | 0.96747 | 1.1839 | 0.072464 | 9.0168 | 0.8304 | 0.90299 | 6.7451 | 7.2221 | 12.5955 | 2.0985 | -0.039216 | 22.8649 | 1271.3434 | 11.4284 | 74.5291 | 1.8544 | 63.0915 | 0 | 0
363 | 21.8505 | 0.32946 | 0.093569 | 0.81877 | 0.047123 | 0.20685 | 14.5137 | 0.86608 | 0.96383 | 0.58176 | 1.4263 | 1.7913 | 13.4216 | 2.832 | 0.84351 | 1.1231 | 0.835 | 0.042935 | 7.8872 | 0.7882 | 0.86355 | 11.7955 | 6.2581 | 13.5458 | 1.9697 | -3.5743e-05 | 21.6513 | 1224.4419 | 10.4538 | 71.979 | 1.8678 | 60.0915 | 0 | 0
364 | 19.8206 | 0.25981 | 0.10163 | 0.89543 | 0.04021 | 0.21071 | 16.207 | 0.87699 | 0.94854 | 0.14901 | 1.0077 | 1.1869 | 8.4965 | 3.0924 | 3.3466 | 0.77106 | 0.29312 | 0.071107 | 9.4277 | 0.72943 | 0.78579 | 10.5673 | 9.3221 | 10.501 | 2.1441 | 0.47376 | 26.8004 | 1268.4179 | 15.489 | 74.9018 | 1.7 | 63.0915 | 0 | 0
365 | 19.8491 | 0.35152 | 0.099753 | 0.87664 | 0.063404 | 0.20753 | 26.0416 | 0.85299 | 0.93644 | 0.099917 | 1.0264 | 1.1313 | 15.0555 | 2.3041 | 2.741 | 1.4324 | 0.21795 | 0.073385 | 7.8609 | 0.76366 | 0.81853 | 6.854 | 6.0184 | 14.7447 | 2.2639 | 0.097335 | 26.7192 | 1195.2776 | 15.7003 | 71.7496 | 1.9518 | 60.0915 | 0 | 0
366 | 30.5087 | 0.35539 | 0.087952 | 0.86935 | 0.041078 | 0.22238 | 16.0844 | 0.88012 | 0.93998 | 0.10753 | 0.94203 | 1.8449 | 13.508 | 2.5312 | 1.4651 | 1.3218 | 0.60119 | 0.075296 | 8.0122 | 0.80584 | 0.87582 | 11.9132 | 7.1926 | 15.6414 | 2.0462 | -0.10123 | 27.9792 | 1251.5949 | 16.7383 | 72.3691 | 2.0315 | 60.0915 | 0 | 0
367 | 25.6521 | 0.31285 | 0.071919 | 0.91005 | 0.074562 | 0.20129 | 26.4294 | 0.77649 | 0.95939 | 0.79247 | 0.98431 | 1.1923 | 14.1892 | 1.834 | 0.52481 | 1.5811 | 0.20126 | 0.046197 | 9.8479 | 0.77049 | 0.81458 | 9.6409 | 7.4349 | 11.2892 | 2.3323 | 0.16197 | 26.6745 | 1260.1374 | 15.4776 | 73.3394 | 1.7241 | 60.0915 | 0 | 0
368 | 20.0004 | 0.28775 | 0.11107 | 0.83886 | 0.051595 | 0.22 | 17.1344 | 0.9269 | 0.93203 | 0.18834 | 0.99466 | 1.3092 | 12.2171 | 5.2235 | 3.6856 | 1.6801 | 0.84369 | 0.052093 | 9.2016 | 0.80845 | 0.80007 | 14.0722 | 6.7541 | 13.4223 | 2.0448 | 0.093759 | 27.1247 | 1248.1142 | 15.7515 | 74.1977 | 1.9014 | 60.0915 | 0 | 0
369 | 33.673 | 0.27322 | 0.10742 | 0.82609 | 0.063961 | 0.19032 | 28.7912 | 0.81533 | 0.93732 | 0.38439 | 1.3126 | 1.442 | 12.2337 | 3.2815 | 2.7246 | 1.3722 | 0.25944 | 0.058484 | 9.4233 | 0.79021 | 0.91892 | 6.6249 | 8.9811 | 9.6531 | 2.4338 | -0.0035212 | 23.8069 | 1403.7844 | 11.9741 | 78.6246 | 1.7002 | 66.0915 | 0 | 0
370 | 25.0511 | 0.26786 | 0.086758 | 0.90489 | 0.051054 | 0.21488 | 27.6612 | 0.92882 | 0.92525 | 0.48087 | 1.1842 | 1.1627 | 9.3073 | 2.9886 | 0.75739 | 1.1601 | 0.184 | 0.065823 | 8.3897 | 0.81197 | 0.77414 | 10.9717 | 9.1815 | 9.4443 | 2.239 | 0.26308 | 25.2517 | 1301.4965 | 13.9046 | 76.025 | 1.6349 | 63.0915 | 0 | 0
371 | 15.2609 | 0.3172 | 0.10036 | 0.887 | 0.042294 | 0.18747 | 21.0192 | 0.84192 | 0.9575 | 0.21391 | 1.1481 | 1.4853 | 14.4606 | 2.6241 | 3.5814 | 0.47845 | 0.73985 | 0.041131 | 9.8039 | 0.81365 | 0.92109 | 13.5023 | 7.1584 | 12.7204 | 2.0209 | -0.22252 | 24.2547 | 1193.9183 | 13.2663 | 71.7478 | 1.8028 | 60.0915 | 0 | 0
372 | 21.1536 | 0.30469 | 0.082451 | 0.83505 | 0.047488 | 0.21838 | 16.3743 | 0.88085 | 0.92503 | 0.39533 | 1.2168 | 1.2751 | 12.39 | 3.3721 | 1.4817 | 1.8132 | 0.44355 | 0.063483 | 7.0065 | 0.82496 | 0.82022 | 11.0388 | 8.7853 | 14.9801 | 2.0291 | -0.098411 | 24.3744 | 1239.7472 | 12.9637 | 73.5474 | 2.0075 | 60.0915 | 0 | 0
373 | 28.4242 | 0.32033 | 0.097871 | 0.8944 | 0.033311 | 0.22097 | 19.3321 | 0.9253 | 0.95498 | 0.12443 | 1.4234 | 1.6344 | 11.5307 | 1.4978 | 1.6342 | 0.76891 | 0.82895 | 0.066976 | 6.9834 | 0.8281 | 0.84285 | 9.7246 | 9.6688 | 8.3801 | 2.0194 | 0.025395 | 22.3264 | 1276.3448 | 11.3506 | 73.9084 | 1.5127 | 60.0915 | 0 | 0
374 | 22.5222 | 0.29865 | 0.10542 | 0.9034 | 0.045789 | 0.23455 | 15.462 | 0.82967 | 0.93993 | 0.016878 | 1.2378 | 1.3705 | 14.7794 | 2.9642 | 3.2955 | 0.68362 | 1.1048 | 0.036339 | 6.3226 | 0.76086 | 0.87188 | 7.2342 | 9.1633 | 11.4944 | 2.0901 | 0.10204 | 23.9854 | 1233.7335 | 12.9424 | 73.1254 | 1.7364 | 60.0915 | 0 | 0
375 | 21.6331 | 0.34297 | 0.097381 | 0.91472 | 0.058756 | 0.22139 | 28.4476 | 0.83714 | 0.9448 | 0.23439 | 1.0367 | 1.7319 | 10.0324 | 4.5299 | 1.2325 | 1.4891 | 0.89738 | 0.022429 | 9.032 | 0.77546 | 0.85579 | 6.1855 | 9.7963 | 15.8328 | 2.269 | 0.054179 | 26.7011 | 1211.1263 | 15.5051 | 72.0498 | 2.0395 | 60.0915 | 0 | 0
376 | 28.0438 | 0.32487 | 0.073264 | 0.88079 | 0.076067 | 0.1953 | 26.0607 | 0.82422 | 0.95292 | 0.1653 | 1.3389 | 1.4779 | 9.7307 | 2.5011 | 3.6931 | 1.2686 | 0.53474 | 0.0714 | 8.3286 | 0.79478 | 0.8827 | 10.2564 | 8.8 | 8.373 | 2.2702 | -0.08296 | 22.6672 | 1245.634 | 11.9378 | 72.6374 | 1.4948 | 60.0915 | 0 | 0
377 | 18.3202 | 0.30374 | 0.072536 | 0.89175 | 0.03743 | 0.20045 | 18.7565 | 0.90804 | 0.94906 | 0.56691 | 1.117 | 1.6308 | 7.7667 | 2.1702 | 1.1401 | 0.75531 | 0.76735 | 0.055074 | 7.9046 | 0.81254 | 0.83554 | 11.4303 | 7.832 | 11.8721 | 1.9946 | 0.073077 | 25.1258 | 1234.291 | 13.9108 | 73.2705 | 1.767 | 60.0915 | 0 | 0
378 | 23.86 | 0.32717 | 0.09136 | 0.89724 | 0.049555 | 0.20986 | 24.6788 | 0.88708 | 0.92348 | 0.193 | 1.3103 | 1.299 | 10.9027 | 2.704 | 2.6458 | 0.43777 | 1.1015 | 0.030845 | 8.2967 | 0.82559 | 0.89157 | 9.8405 | 8.6813 | 12.3302 | 2.1217 | -0.17153 | 23.704 | 1224.5667 | 12.7228 | 72.6977 | 1.7915 | 60.0915 | 0 | 0
379 | 22.9634 | 0.34812 | 0.077054 | 0.91429 | 0.037111 | 0.21513 | 19.2595 | 0.92272 | 0.94811 | 0.47048 | 1.1185 | 1.2155 | 9.983 | 3.9872 | 1.3188 | 1.4198 | 1.0662 | 0.049504 | 8.6129 | 0.82906 | 0.83083 | 9.3655 | 9.9678 | 9.4013 | 1.9724 | 0.015546 | 24.8725 | 1231.302 | 13.9861 | 72.6655 | 1.5723 | 60.0915 | 0 | 0
380 | 31.0054 | 0.31438 | 0.08976 | 0.86589 | 0.055792 | 0.19037 | 18.5776 | 0.88483 | 0.93544 | 0.74653 | 1.2722 | 1.6716 | 8.8544 | 3.829 | 2.691 | 1.3356 | 0.9482 | 0.039713 | 6.4181 | 0.7652 | 0.83951 | 10.9433 | 9.2022 | 8.096 | 2.1249 | 0.25337 | 22.8661 | 1282.7899 | 11.9138 | 73.5295 | 1.486 | 60.0915 | 0 | 0
381 | 20.407 | 0.36715 | 0.089803 | 0.88848 | 0.041803 | 0.23529 | 23.2578 | 0.87237 | 0.94605 | 0.035352 | 1.0738 | 1.3105 | 12.0914 | 2.9519 | 3.9328 | 0.58072 | 1.0353 | 0.043409 | 8.5884 | 0.86003 | 0.80426 | 10.3831 | 6.2409 | 15.5472 | 2.0808 | -0.26276 | 26.4195 | 1215.824 | 15.1771 | 72.5295 | 2.0278 | 60.0915 | 0 | 0
382 | 25.7774 | 0.34576 | 0.093945 | 0.91568 | 0.034795 | 0.2314 | 18.9008 | 0.87301 | 0.91759 | 0.69177 | 1.4122 | 1.6395 | 7.68 | 5.3144 | 0.64436 | 0.84822 | 0.17907 | 0.029902 | 8.248 | 0.79723 | 0.84908 | 14.2273 | 8.1013 | 10.0393 | 2.0454 | 0.036537 | 22.2673 | 1237.0854 | 11.362 | 72.6172 | 1.6188 | 60.0915 | 0 | 0
383 | 26.9348 | 0.28815 | 0.087687 | 0.90436 | 0.056274 | 0.19303 | 19.0553 | 0.77307 | 0.95486 | 0.044268 | 1.5379 | 1.3201 | 8.6134 | 0.91899 | 3.7684 | 1.7905 | 0.50127 | 0.044022 | 6.5871 | 0.81718 | 0.92188 | 7.8623 | 6.1718 | 8.0444 | 2.1283 | -0.29102 | 21.3136 | 1261.3563 | 10.4383 | 73.5834 | 1.482 | 60.0915 | 0 | 0
384 | 25.1866 | 0.36558 | 0.084613 | 0.90859 | 0.059364 | 0.21422 | 24.7912 | 0.89406 | 0.93578 | 0.76173 | 1.3783 | 1.1254 | 13.8215 | 3.2947 | 3.0617 | 1.5958 | 0.98301 | 0.045622 | 7.0757 | 0.798 | 0.81556 | 10.8727 | 6.1947 | 14.9349 | 2.1227 | 0.11732 | 22.7494 | 1228.2669 | 11.5338 | 72.2233 | 1.9757 | 60.0915 | 0 | 0
385 | 19.1843 | 0.29764 | 0.11071 | 0.86922 | 0.0596 | 0.21729 | 21.5345 | 0.82104 | 0.96109 | 0.09457 | 1.1424 | 1.3702 | 13.4402 | 4.4972 | 1.2086 | 1.2303 | 0.91129 | 0.046776 | 8.6474 | 0.85444 | 0.80911 | 7.4758 | 9.3827 | 10.5908 | 2.1062 | -0.23885 | 25.2015 | 1249.0899 | 14.0152 | 74.0761 | 1.6837 | 60.0915 | 0 | 0
386 | 18.2935 | 0.32834 | 0.09278 | 0.90284 | 0.046023 | 0.22745 | 18.0677 | 0.84387 | 0.95534 | 0.32589 | 1.5007 | 1.343 | 9.7808 | 1.6692 | 3.8353 | 1.3028 | 1.0024 | 0.060938 | 7.4375 | 0.85046 | 0.85561 | 11.4765 | 7.4264 | 14.6012 | 1.9462 | -0.26391 | 21.6734 | 1216.6225 | 10.41 | 72.5084 | 1.9571 | 60.0915 | 0 | 0
387 | 14.4012 | 0.25938 | 0.072711 | 0.89365 | 0.064747 | 0.2423 | 20.087 | 0.9207 | 0.9186 | 0.15915 | 0.96421 | 1.6519 | 10.9154 | 3.4485 | 2.2808 | 1.188 | 0.82421 | 0.041611 | 6.0317 | 0.84055 | 0.83784 | 9.1218 | 6.8758 | 13.5059 | 2.0464 | -0.041674 | 28.3604 | 1244.2104 | 16.9389 | 74.7858 | 1.9292 | 63.0915 | 0 | 0
388 | 20.9366 | 0.30207 | 0.079545 | 0.87889 | 0.070869 | 0.20163 | 19.0403 | 0.84904 | 0.9522 | 0.084409 | 1.2013 | 1.7548 | 14.3114 | 4.4657 | 1.3108 | 0.78294 | 0.65562 | 0.03708 | 8.8195 | 0.78604 | 0.87519 | 12.9772 | 8.9026 | 9.424 | 2.1041 | -0.0033044 | 24.0329 | 1223.1018 | 13.1918 | 72.7012 | 1.5743 | 60.0915 | 0 | 0
389 | 20.4338 | 0.31097 | 0.1095 | 0.84177 | 0.056962 | 0.222 | 20.8101 | 0.88004 | 0.93888 | 0.17562 | 0.99897 | 1.1697 | 10.7351 | 2.7141 | 0.90061 | 1.7793 | 0.54947 | 0.078498 | 6.2101 | 0.7992 | 0.86199 | 9.14 | 7.7825 | 9.6355 | 2.1082 | -0.046307 | 26.5824 | 1220.8442 | 15.728 | 72.7546 | 1.5906 | 60.0915 | 0 | 0
390 | 24.3043 | 0.31011 | 0.090058 | 0.81694 | 0.048313 | 0.20019 | 20.1806 | 0.906 | 0.91284 | 0.19353 | 1.0149 | 1.8749 | 7.3254 | 2.8539 | 2.9943 | 0.76418 | 0.88586 | 0.049306 | 7.1431 | 0.79975 | 0.89387 | 11.8851 | 6.0746 | 13.5154 | 2.1245 | -0.1027 | 26.8592 | 1230.4267 | 15.7503 | 72.8493 | 1.8823 | 60.0915 | 0 | 0
391 | 29.2754 | 0.31921 | 0.096805 | 0.83995 | 0.069077 | 0.20791 | 22.945 | 0.8322 | 0.95819 | 0.62515 | 1.5185 | 1.6251 | 8.1441 | 2.2048 | 0.76685 | 0.45057 | 0.34381 | 0.054196 | 6.2643 | 0.79406 | 0.85182 | 12.9532 | 9.8596 | 8.6177 | 2.1907 | 0.020779 | 21.2676 | 1272.2147 | 10.3039 | 73.164 | 1.5206 | 60.0915 | 0 | 0
392 | 29.9654 | 0.37143 | 0.089826 | 0.8615 | 0.050241 | 0.2241 | 25.0794 | 0.91466 | 0.95388 | 0.028744 | 1.1039 | 1.294 | 8.9743 | 2.2487 | 3.9063 | 1.6412 | 0.19135 | 0.04375 | 6.3843 | 0.80377 | 0.82977 | 8.6022 | 9.0517 | 10.1166 | 2.1842 | 0.032448 | 25.2049 | 1250.817 | 14.3778 | 72.4946 | 1.6229 | 60.0915 | 0 | 0
393 | 27.9503 | 0.35854 | 0.06355 | 0.8819 | 0.055366 | 0.20266 | 12.1206 | 0.80823 | 0.94257 | 0.46551 | 1.5297 | 1.7813 | 7.5879 | 2.0764 | 3.548 | 0.5568 | 0.11152 | 0.041406 | 9.9062 | 0.80612 | 0.90703 | 11.4068 | 9.7169 | 14.7814 | 1.949 | -0.25866 | 21.3783 | 1224.2312 | 10.2953 | 71.3375 | 1.9468 | 60.0915 | 0 | 0
394 | 21.7805 | 0.3353 | 0.088574 | 0.85523 | 0.052945 | 0.20414 | 23.0596 | 0.77243 | 0.96407 | 0.65262 | 1.5597 | 1.456 | 10.1336 | 2.7212 | 2.0613 | 0.47784 | 0.2357 | 0.0675 | 7.6143 | 0.82823 | 0.79809 | 9.8912 | 7.6976 | 10.7769 | 2.1749 | -0.19056 | 21.1908 | 1242.0139 | 10.065 | 72.9264 | 1.6788 | 60.0915 | 0 | 0
395 | 28.1621 | 0.26901 | 0.082784 | 0.8337 | 0.049129 | 0.23208 | 25.1592 | 0.85169 | 0.96042 | 0.63895 | 1.5285 | 1.3864 | 13.316 | 2.6529 | 1.7311 | 1.7686 | 0.16452 | 0.052276 | 6.4779 | 0.81945 | 0.83091 | 10.1808 | 8.8239 | 11.8663 | 2.251 | 0.068223 | 22.0402 | 1346.296 | 10.2079 | 76.8473 | 1.8393 | 63.0915 | 0 | 0
396 | 18.1776 | 0.31207 | 0.095538 | 0.88509 | 0.068506 | 0.19635 | 13.0695 | 0.91834 | 0.91882 | 0.51399 | 1.5158 | 1.3049 | 11.4912 | 1.3722 | 0.72227 | 1.6426 | 1.0774 | 0.028669 | 9.4337 | 0.79608 | 0.78387 | 9.7898 | 8.3587 | 9.3588 | 1.9216 | 0.14736 | 21.4127 | 1218.3256 | 10.5309 | 73.0001 | 1.5736 | 60.0915 | 0 | 0
397 | 24.7357 | 0.36016 | 0.090735 | 0.85838 | 0.057312 | 0.20756 | 14.9672 | 0.93414 | 0.94385 | 0.052034 | 1.2104 | 1.5164 | 13.6782 | 2.6815 | 2.0403 | 1.6388 | 0.47344 | 0.030243 | 9.9778 | 0.79686 | 0.80474 | 10.8032 | 8.5303 | 14.4714 | 1.9776 | 0.081542 | 24.2308 | 1221.7226 | 13.1216 | 72.199 | 1.9414 | 60.0915 | 0 | 0
398 | 20.6979 | 0.29388 | 0.099338 | 0.84771 | 0.060926 | 0.21134 | 21.2292 | 0.87732 | 0.92371 | 0.23189 | 1.1879 | 1.3928 | 12.4928 | 3.573 | 1.1345 | 1.8909 | 0.45142 | 0.075011 | 9.7004 | 0.8505 | 0.83302 | 12.0294 | 9.9892 | 13.8758 | 2.0887 | -0.2248 | 25.2795 | 1243.6621 | 13.9331 | 73.9871 | 1.9328 | 60.0915 | 0 | 0
399 | 22.7522 | 0.28337 | 0.08918 | 0.89677 | 0.030596 | 0.21766 | 17.8793 | 0.90791 | 0.93098 | 0.2947 | 1.3001 | 1.5608 | 14.433 | 4.0895 | 1.0307 | 0.54618 | 0.77696 | 0.064438 | 8.8376 | 0.77429 | 0.81208 | 9.9043 | 8.8675 | 14.9232 | 2.0891 | 0.26996 | 23.5013 | 1267.2351 | 11.9329 | 74.5231 | 2.0335 | 63.0915 | 0 | 0
400 | 29.7072 | 0.29843 | 0.083112 | 0.89964 | 0.058547 | 0.2248 | 19.0669 | 0.90893 | 0.90929 | 0.21859 | 1.1301 | 1.757 | 12.1533 | 1.8108 | 1.7115 | 1.5583 | 0.16627 | 0.071761 | 6.3302 | 0.72509 | 0.82882 | 8.4195 | 7.9771 | 9.047 | 2.2125 | 0.42924 | 25.3299 | 1267.3754 | 14.4325 | 73.8759 | 1.5626 | 60.0915 | 0 | 0
401 | 27.0589 | 0.2908 | 0.095444 | 0.81904 | 0.058843 | 0.19507 | 20.6048 | 0.90948 | 0.94663 | 0.26678 | 1.4913 | 1.3991 | 11.9601 | 2.1559 | 3.7735 | 0.8104 | 1.0682 | 0.037215 | 6.6062 | 0.86123 | 0.86063 | 8.9692 | 7.004 | 13.5713 | 2.049 | -0.2041 | 22.0205 | 1282.8581 | 10.5565 | 74.4097 | 1.927 | 63.0915 | 0 | 0
402 | 17.5988 | 0.30565 | 0.11311 | 0.86263 | 0.059957 | 0.20615 | 21.7038 | 0.84641 | 0.95067 | 0.54715 | 1.5094 | 1.6008 | 6.536 | 4.8426 | 3.8261 | 1.736 | 0.37122 | 0.044143 | 8.4675 | 0.74715 | 0.84142 | 10.1021 | 9.3312 | 15.5181 | 2.1455 | 0.22629 | 21.7128 | 1215.6265 | 10.3657 | 72.4258 | 2.0241 | 60.0915 | 0 | 0
403 | 14.8529 | 0.36568 | 0.073068 | 0.86555 | 0.055001 | 0.20927 | 22.417 | 0.86073 | 0.91281 | 0.30694 | 1.2127 | 1.3631 | 12.4586 | 2.0303 | 1.3696 | 1.0285 | 0.70252 | 0.023312 | 6.6013 | 0.78272 | 0.781 | 10.5374 | 6.2911 | 15.1735 | 2.1658 | 0.0072374 | 24.2219 | 1175.2289 | 13.2272 | 71.3991 | 1.976 | 60.0915 | 0 | 0
404 | 20.8783 | 0.37738 | 0.098419 | 0.867 | 0.040184 | 0.22925 | 26.9091 | 0.91857 | 0.92352 | 0.18297 | 1.3867 | 1.4817 | 8.2994 | 3.5864 | 0.77819 | 1.4496 | 1.1282 | 0.050782 | 7.0242 | 0.75877 | 0.81598 | 12.6316 | 9.2889 | 13.1095 | 2.211 | 0.17589 | 22.5991 | 1192.4162 | 11.7493 | 71.4988 | 1.8273 | 60.0915 | 0 | 0
405 | 26.7472 | 0.36506 | 0.08001 | 0.85837 | 0.042158 | 0.20816 | 26.824 | 0.92744 | 0.94202 | 0.0629 | 1.467 | 1.2606 | 10.6597 | 2.6495 | 1.5757 | 0.80627 | 0.34805 | 0.029449 | 9.3199 | 0.75766 | 0.81228 | 9.2139 | 7.6637 | 10.4722 | 2.2504 | 0.2425 | 22.1679 | 1229.2336 | 11.3778 | 72.2543 | 1.6453 | 60.0915 | 0 | 0
406 | 23.6304 | 0.27193 | 0.10412 | 0.84394 | 0.050463 | 0.23354 | 24.4155 | 0.89839 | 0.92899 | 0.038196 | 1.0856 | 1.7502 | 13.1019 | 2.7882 | 1.5679 | 0.72868 | 0.81033 | 0.046266 | 7.9085 | 0.76859 | 0.88515 | 6.2398 | 8.1503 | 13.684 | 2.2591 | 0.16246 | 26.626 | 1262.3345 | 15.2495 | 74.3344 | 1.9344 | 63.0915 | 0 | 0
407 | 17.4766 | 0.28864 | 0.089453 | 0.84429 | 0.062543 | 0.20769 | 11.7298 | 0.84419 | 0.93208 | 0.038926 | 1.5113 | 1.4978 | 10.9261 | 2.0269 | 3.4859 | 0.5574 | 0.45318 | 0.057771 | 6.1826 | 0.74436 | 0.79161 | 8.0654 | 6.777 | 10.8415 | 2.0681 | 0.22013 | 21.591 | 1219.8044 | 10.592 | 73.1371 | 1.6868 | 60.0915 | 0 | 0
408 | 32.5804 | 0.27605 | 0.089305 | 0.89422 | 0.044692 | 0.20507 | 24.0796 | 0.88579 | 0.94239 | 0.4168 | 1.4305 | 1.1725 | 11.926 | 4.4249 | 3.8017 | 1.1913 | 0.81582 | 0.076469 | 6.6369 | 0.80483 | 0.87701 | 6.3992 | 8.8917 | 12.8886 | 2.22 | 0.14785 | 23.288 | 1372.2483 | 11.3618 | 77.5907 | 1.9344 | 63.0915 | 0 | 0
409 | 19.9341 | 0.34071 | 0.079823 | 0.88471 | 0.06001 | 0.20154 | 19.783 | 0.85634 | 0.92145 | 0.50916 | 1.1072 | 1.2417 | 8.6004 | 2.2503 | 0.97359 | 0.46423 | 0.15677 | 0.054027 | 8.0848 | 0.79384 | 0.82934 | 14.7075 | 7.4205 | 13.6732 | 2.0925 | -0.015931 | 25.3549 | 1204.075 | 14.3113 | 72.0361 | 1.8787 | 60.0915 | 0 | 0
410 | 21.2126 | 0.33473 | 0.081567 | 0.88421 | 0.059809 | 0.1844 | 24.4654 | 0.86774 | 0.95833 | 0.20129 | 1.0273 | 1.7944 | 9.2806 | 3.5071 | 0.77328 | 0.51725 | 0.70331 | 0.0483 | 8.9634 | 0.83786 | 0.8577 | 12.2126 | 7.9241 | 10.9045 | 2.1119 | -0.18607 | 26.3878 | 1221.899 | 15.4482 | 72.4618 | 1.6808 | 60.0915 | 0 | 0
411 | 16.4011 | 0.29815 | 0.10153 | 0.87341 | 0.071571 | 0.17967 | 27.8629 | 0.8846 | 0.92606 | 0.50424 | 1.2593 | 1.6823 | 12.24 | 2.2561 | 1.472 | 0.78856 | 0.72229 | 0.074854 | 8.468 | 0.77813 | 0.88103 | 12.5279 | 7.8032 | 8.3164 | 2.2004 | 0.090577 | 23.658 | 1207.6353 | 12.9233 | 72.6091 | 1.4899 | 60.0915 | 0 | 0
412 | 21.4784 | 0.31803 | 0.079717 | 0.86445 | 0.043501 | 0.2282 | 17.5798 | 0.90446 | 0.9301 | 0.58744 | 1.4483 | 1.3549 | 6.0649 | 3.0008 | 0.85385 | 1.4694 | 0.78729 | 0.072431 | 9.2702 | 0.77794 | 0.77233 | 7.9618 | 9.1012 | 12.422 | 2.0621 | 0.23186 | 21.8234 | 1238.0824 | 10.6142 | 73.2785 | 1.8089 | 60.0915 | 0 | 0
413 | 27.0046 | 0.31972 | 0.11415 | 0.88625 | 0.047153 | 0.22258 | 23.8696 | 0.81987 | 0.90707 | 0.10646 | 1.3939 | 1.8134 | 8.8855 | 2.8454 | 1.8749 | 1.153 | 1.0263 | 0.057023 | 7.5024 | 0.81168 | 0.85776 | 8.0729 | 7.5541 | 9.7988 | 2.2352 | -0.19394 | 22.7011 | 1249.7138 | 11.8094 | 73.4575 | 1.6134 | 60.0915 | 0 | 0
414 | 23.0012 | 0.27597 | 0.093311 | 0.90259 | 0.056574 | 0.22314 | 26.8378 | 0.79837 | 0.94998 | 0.45243 | 1.4325 | 1.8123 | 9.7233 | 2.7396 | 1.763 | 0.91356 | 1.1778 | 0.070867 | 6.8862 | 0.8533 | 0.86237 | 8.2823 | 7.2243 | 10.5974 | 2.2099 | -0.24495 | 22.6743 | 1279.7138 | 11.3412 | 74.7941 | 1.7051 | 63.0915 | 0 | 0
415 | 13.7972 | 0.3425 | 0.074289 | 0.90242 | 0.067625 | 0.21386 | 24.5057 | 0.87388 | 0.91191 | 0.10657 | 1.4013 | 1.265 | 10.5964 | 1.4681 | 0.74927 | 1.7762 | 1.1971 | 0.071235 | 9.9483 | 0.78039 | 0.77443 | 9.9113 | 8.4245 | 10.8994 | 2.1895 | 0.082136 | 22.601 | 1178.8229 | 11.8956 | 71.9558 | 1.6723 | 60.0915 | 0 | 0
416 | 27.4482 | 0.36259 | 0.092899 | 0.87796 | 0.055457 | 0.19858 | 21.5851 | 0.76517 | 0.9402 | 0.24103 | 1.2398 | 1.4404 | 13.4871 | 4.2516 | 2.7983 | 0.72057 | 1.1566 | 0.024765 | 7.4755 | 0.73775 | 0.88712 | 7.5192 | 7.2188 | 15.8702 | 2.2928 | 0.015876 | 23.9622 | 1214.6385 | 12.8954 | 71.179 | 2.0225 | 60.0915 | 0 | 0
417 | 26.3933 | 0.31841 | 0.092076 | 0.86859 | 0.046442 | 0.22637 | 12.9998 | 0.92363 | 0.93804 | 0.263 | 1.1468 | 1.4942 | 9.663 | 4.0767 | 2.493 | 0.84519 | 1.0724 | 0.040863 | 8.2841 | 0.75838 | 0.8552 | 10.19 | 9.0201 | 9.9683 | 1.9926 | 0.24261 | 24.8587 | 1243.9432 | 13.9356 | 72.8714 | 1.6176 | 60.0915 | 0 | 0
418 | 23.7688 | 0.25657 | 0.098701 | 0.87176 | 0.031254 | 0.19596 | 16.1122 | 0.85075 | 0.94149 | 0.22422 | 0.95337 | 1.768 | 10.372 | 1.5504 | 2.3879 | 0.9192 | 0.22658 | 0.037 | 7.8895 | 0.85142 | 0.8287 | 9.3413 | 9.7384 | 10.0693 | 2.0626 | -0.12285 | 28.0046 | 1311.9885 | 16.4706 | 76.3503 | 1.6891 | 63.0915 | 0 | 0
419 | 25.4065 | 0.27634 | 0.10662 | 0.89941 | 0.065509 | 0.21336 | 16.9797 | 0.87752 | 0.92194 | 0.31948 | 1.1364 | 1.2579 | 11.6566 | 2.8122 | 3.3242 | 1.3734 | 1.0447 | 0.022039 | 7.3509 | 0.74743 | 0.87289 | 11.265 | 7.8716 | 11.047 | 2.1282 | 0.29412 | 25.3684 | 1259.1247 | 14.2253 | 74.0816 | 1.7182 | 60.0915 | 0 | 0
420 | 20.2103 | 0.30096 | 0.088302 | 0.87338 | 0.054015 | 0.19512 | 15.0631 | 0.92501 | 0.9509 | 0.18347 | 1.5356 | 1.7908 | 12.3396 | 4.5111 | 2.9726 | 1.1503 | 0.79596 | 0.036831 | 7.1495 | 0.78394 | 0.89502 | 7.6548 | 9.8889 | 10.4409 | 1.9456 | 0.10854 | 21.3321 | 1223.2468 | 10.38 | 72.7027 | 1.6506 | 60.0915 | 0 | 0
421 | 25.7052 | 0.29344 | 0.096738 | 0.90021 | 0.032267 | 0.21497 | 22.9848 | 0.82766 | 0.9457 | 0.51278 | 0.96966 | 1.2428 | 9.2318 | 2.4288 | 3.0125 | 1.5147 | 0.068035 | 0.037309 | 6.1236 | 0.76728 | 0.81878 | 9.0457 | 8.0524 | 12.8319 | 2.2512 | 0.22836 | 27.0589 | 1279.1743 | 15.6205 | 74.3157 | 1.8688 | 63.0915 | 0 | 0
422 | 27.8218 | 0.31253 | 0.10988 | 0.87231 | 0.041514 | 0.20295 | 19.8386 | 0.83057 | 0.92444 | 0.35074 | 1.1005 | 1.1959 | 11.8791 | 3.9776 | 3.6022 | 1.5175 | 0.99428 | 0.075799 | 8.3806 | 0.80923 | 0.83715 | 6.606 | 8.8684 | 11.7128 | 2.1597 | -0.076856 | 25.4797 | 1267.6529 | 14.2878 | 73.8558 | 1.7654 | 60.0915 | 0 | 0
423 | 25.7609 | 0.35071 | 0.09973 | 0.84627 | 0.061839 | 0.22496 | 17.5571 | 0.76938 | 0.91062 | 0.095982 | 1.3832 | 1.3622 | 8.7917 | 2.2176 | 1.0894 | 0.54089 | 0.39075 | 0.039461 | 8.5583 | 0.73303 | 0.84786 | 6.9708 | 7.8379 | 11.6743 | 2.2769 | 0.012773 | 22.5298 | 1205.0899 | 11.8057 | 71.436 | 1.7205 | 60.0915 | 0 | 0
424 | 22.2141 | 0.29483 | 0.095801 | 0.89806 | 0.058081 | 0.23062 | 22.3894 | 0.87333 | 0.95671 | 0.27599 | 1.5439 | 1.8606 | 9.808 | 1.4453 | 1.5057 | 0.8149 | 0.11977 | 0.044567 | 8.8144 | 0.75319 | 0.8652 | 9.6168 | 6.723 | 8.5867 | 2.1607 | 0.26863 | 21.2727 | 1242.405 | 10.3593 | 73.2748 | 1.519 | 60.0915 | 0 | 0
425 | 23.16 | 0.35521 | 0.1121 | 0.82071 | 0.061046 | 0.20366 | 14.6023 | 0.861 | 0.94762 | 0.15085 | 1.0526 | 1.4715 | 14.1429 | 1.2466 | 1.9421 | 1.3947 | 0.36708 | 0.045591 | 8.9874 | 0.76467 | 0.83833 | 9.0124 | 7.9079 | 13.5299 | 2.0568 | 0.044915 | 26.1533 | 1206.6007 | 15.181 | 71.4622 | 1.8571 | 60.0915 | 0 | 0
426 | 10.9688 | 0.32398 | 0.091117 | 0.88901 | 0.054788 | 0.20271 | 25.5729 | 0.89325 | 0.94649 | 0.64075 | 1.1625 | 1.4098 | 8.8334 | 3.1084 | 0.80501 | 1.9461 | 0.063137 | 0.028787 | 9.5887 | 0.82484 | 0.83729 | 8.796 | 6.5195 | 10.3613 | 2.0486 | -0.046248 | 24.0526 | 1192.5082 | 13.163 | 72.0547 | 1.6336 | 60.0915 | 0 | 0
427 | 19.8032 | 0.28457 | 0.096982 | 0.90521 | 0.043121 | 0.18254 | 16.8566 | 0.93795 | 0.91985 | 0.67582 | 1.1087 | 1.7437 | 13.5403 | 3.3186 | 1.1617 | 0.63435 | 0.84057 | 0.050845 | 7.997 | 0.80076 | 0.85663 | 12.5391 | 7.1699 | 15.6228 | 1.9679 | 0.16061 | 25.6875 | 1244.9867 | 14.1415 | 73.9202 | 2.0638 | 60.0915 | 0 | 0
428 | 26.1762 | 0.30556 | 0.099055 | 0.90975 | 0.048007 | 0.21758 | 23.519 | 0.87173 | 0.94821 | 0.16999 | 1.3168 | 1.6043 | 12.2498 | 2.2957 | 2.7674 | 1.0394 | 0.16828 | 0.069006 | 9.2784 | 0.82179 | 0.83649 | 10.6094 | 6.9416 | 8.8879 | 2.1437 | -0.0020372 | 22.957 | 1269.4525 | 11.9306 | 74.1422 | 1.554 | 60.0915 | 0 | 0
429 | 28.3852 | 0.36683 | 0.079059 | 0.87858 | 0.069033 | 0.2063 | 27.4292 | 0.87145 | 0.9487 | 0.33775 | 1.1931 | 1.6275 | 12.805 | 0.79118 | 1.1733 | 0.78192 | 0.65288 | 0.06741 | 8.68 | 0.7699 | 0.83778 | 10.3988 | 9.86 | 12.6514 | 2.2753 | 0.13589 | 24.1761 | 1234.7292 | 13.2192 | 71.9569 | 1.8022 | 60.0915 | 0 | 0
430 | 19.8688 | 0.33354 | 0.073858 | 0.89012 | 0.056082 | 0.20609 | 11.8249 | 0.9032 | 0.95115 | 0.23161 | 1.4133 | 1.167 | 12.2582 | 2.755 | 3.9111 | 1.1085 | 0.83274 | 0.079403 | 8.4896 | 0.74203 | 0.89 | 10.6916 | 9.4359 | 15.2302 | 1.9311 | 0.22214 | 22.4703 | 1192.8285 | 11.3957 | 71.3058 | 1.979 | 60.0915 | 0 | 0
431 | 12.8149 | 0.31316 | 0.090163 | 0.86781 | 0.057999 | 0.19471 | 28.8739 | 0.79534 | 0.95382 | 0.0088784 | 1.4255 | 1.4918 | 6.5163 | 3.2594 | 3.1673 | 1.7281 | 0.92506 | 0.030118 | 8.7197 | 0.84364 | 0.86104 | 12.1747 | 7.8241 | 13.2377 | 2.2212 | -0.42289 | 22.6149 | 1196.5975 | 11.5525 | 72.3747 | 1.853 | 60.0915 | 0 | 0
432 | 31.5916 | 0.33747 | 0.081332 | 0.88956 | 0.039646 | 0.20034 | 15.0102 | 0.85725 | 0.92135 | 0.021536 | 1.2355 | 1.4271 | 7.3716 | 5.158 | 3.0928 | 1.2587 | 0.90643 | 0.066458 | 6.2068 | 0.79917 | 0.79937 | 11.146 | 9.1972 | 13.9718 | 2.1116 | 0.0069041 | 24.3136 | 1274.9724 | 13.0523 | 73.6589 | 1.9334 | 60.0915 | 0 | 0
433 | 16.0674 | 0.32011 | 0.090031 | 0.88183 | 0.060129 | 0.21206 | 26.6227 | 0.90416 | 0.95633 | 0.043537 | 1.4464 | 1.4644 | 8.4543 | 2.3882 | 2.0607 | 1.3708 | 0.36765 | 0.036121 | 6.0146 | 0.78167 | 0.88404 | 7.8932 | 8.6236 | 13.4077 | 2.1443 | 0.065336 | 22.4533 | 1193.983 | 11.4567 | 71.9339 | 1.8574 | 60.0915 | 0 | 0
434 | 20.0981 | 0.33782 | 0.088951 | 0.8971 | 0.039118 | 0.1901 | 18.6024 | 0.8274 | 0.90628 | 0.0099331 | 1.3363 | 1.3286 | 16.7536 | 1.7996 | 0.63254 | 1.3521 | 0.46929 | 0.072688 | 7.6695 | 0.74893 | 0.88621 | 11.6991 | 6.6044 | 10.0786 | 2.1583 | 0.0037001 | 23.2404 | 1186.2493 | 12.6533 | 71.5271 | 1.6045 | 60.0915 | 0 | 0
435 | 25.2851 | 0.37913 | 0.10324 | 0.82843 | 0.057836 | 0.21275 | 22.4953 | 0.83811 | 0.95814 | 0.5011 | 1.3568 | 1.7258 | 14.8134 | 2.3716 | 3.9709 | 1.4862 | 0.48566 | 0.040135 | 8.3862 | 0.79013 | 0.8265 | 9.7988 | 8.6902 | 14.9888 | 2.1588 | -0.034764 | 22.6756 | 1222.4664 | 11.5121 | 71.5292 | 1.9658 | 60.0915 | 0 | 0
436 | 17.874 | 0.3054 | 0.077187 | 0.90315 | 0.052694 | 0.19056 | 22.3172 | 0.89609 | 0.92763 | 0.017351 | 1.4512 | 1.4875 | 11.4645 | 4.3408 | 3.7467 | 1.599 | 1.1134 | 0.048042 | 9.3645 | 0.77137 | 0.82588 | 7.699 | 7.9397 | 8.7062 | 2.1516 | 0.16628 | 22.3141 | 1213.3696 | 11.5628 | 73.0158 | 1.5247 | 60.0915 | 0 | 0
437 | 22.1138 | 0.37067 | 0.084317 | 0.83587 | 0.041363 | 0.1957 | 21.8238 | 0.85963 | 0.95961 | 0.22484 | 1.5224 | 1.4568 | 12.0525 | 1.2543 | 2.9779 | 0.62854 | 0.20816 | 0.044244 | 8.8485 | 0.81337 | 0.87092 | 10.2343 | 6.1016 | 9.4603 | 2.0748 | -0.20563 | 21.0163 | 1203.5055 | 10.3399 | 71.2899 | 1.5555 | 60.0915 | 0 | 0
438 | 21.9825 | 0.29792 | 0.10345 | 0.89025 | 0.038986 | 0.18501 | 21.932 | 0.8271 | 0.9606 | 0.10314 | 1.4987 | 1.4312 | 11.1603 | 2.8065 | 2.9048 | 1.9787 | 0.69536 | 0.026038 | 8.3781 | 0.82575 | 0.80859 | 10.4505 | 7.6423 | 10.9986 | 2.1414 | -0.068272 | 21.7435 | 1265.6036 | 10.4743 | 74.312 | 1.7282 | 63.0915 | 0 | 0
439 | 18.3452 | 0.33578 | 0.076714 | 0.87222 | 0.064504 | 0.2189 | 17.5175 | 0.92146 | 0.94319 | 0.23717 | 1.3642 | 1.8103 | 15.1255 | 1.1689 | 2.2273 | 0.64841 | 0.97399 | 0.078162 | 6.0691 | 0.81384 | 0.82443 | 10.2754 | 9.1902 | 15.8198 | 1.9662 | -0.0003851 | 22.9693 | 1204.7315 | 11.7336 | 72.1469 | 2.0405 | 60.0915 | 0 | 0
440 | 22.2295 | 0.35031 | 0.10674 | 0.83602 | 0.051427 | 0.19238 | 28.2755 | 0.78815 | 0.90745 | 0.18278 | 1.0753 | 1.2515 | 11.2498 | 1.9794 | 1.2235 | 1.4809 | 0.91412 | 0.053868 | 8.2212 | 0.84909 | 0.8008 | 9.8168 | 9.3007 | 10.2161 | 2.3338 | -0.44233 | 26.2492 | 1225.6296 | 15.3815 | 73.0292 | 1.6387 | 60.0915 | 0 | 0
441 | 22.2607 | 0.35845 | 0.10104 | 0.84781 | 0.057947 | 0.18324 | 16.5888 | 0.87187 | 0.92122 | 0.53014 | 1.2361 | 1.6111 | 11.7906 | 3.1781 | 3.4468 | 0.61431 | 0.35493 | 0.062465 | 9.1559 | 0.7313 | 0.86986 | 6.6735 | 8.4677 | 15.1261 | 2.0837 | 0.18969 | 23.8536 | 1190.646 | 12.8621 | 70.9255 | 1.9631 | 60.0915 | 0 | 0
442 | 23.7211 | 0.32933 | 0.10386 | 0.87923 | 0.064386 | 0.19975 | 21.516 | 0.82002 | 0.92392 | 0.11949 | 1.3615 | 1.3801 | 13.1105 | 2.7946 | 2.6151 | 0.93116 | 0.23338 | 0.0549 | 6.3163 | 0.78646 | 0.78864 | 9.4701 | 7.0827 | 15.4114 | 2.2309 | 0.018028 | 23.1912 | 1232.8643 | 11.9054 | 73.0902 | 2.0299 | 60.0915 | 0 | 0
443 | 26.6512 | 0.38167 | 0.092285 | 0.86341 | 0.06739 | 0.19782 | 24.9832 | 0.82593 | 0.92475 | 0.19885 | 1.2345 | 1.8257 | 10.952 | 2.2615 | 1.4906 | 0.81344 | 0.80745 | 0.048665 | 6.383 | 0.86689 | 0.89548 | 9.416 | 6.4192 | 11.2156 | 2.1164 | -0.6046 | 23.8407 | 1210.1452 | 13.1437 | 71.3712 | 1.6854 | 60.0915 | 0 | 0
444 | 21.188 | 0.29935 | 0.070688 | 0.88962 | 0.053373 | 0.18946 | 15.3272 | 0.85288 | 0.92855 | 0.29065 | 1.0641 | 1.5782 | 13.6523 | 3.5194 | 2.5144 | 1.8916 | 0.41362 | 0.031014 | 7.7322 | 0.802 | 0.86849 | 9.0588 | 7.9118 | 9.6731 | 2.0293 | -0.064289 | 26.1159 | 1229.4782 | 15.1994 | 73.0871 | 1.5984 | 60.0915 | 0 | 0
445 | 20.6381 | 0.2683 | 0.098295 | 0.89132 | 0.072037 | 0.20094 | 15.7837 | 0.9072 | 0.95447 | 0.43717 | 1.2446 | 1.3721 | 7.594 | 2.1734 | 0.72034 | 1.8336 | 1.0073 | 0.036489 | 6.4086 | 0.82588 | 0.80094 | 8.9096 | 9.7124 | 9.947 | 1.9697 | 0.13348 | 24.0682 | 1275.1713 | 12.7444 | 74.965 | 1.6582 | 63.0915 | 0 | 0
446 | 29.1563 | 0.32985 | 0.082027 | 0.87674 | 0.045171 | 0.195 | 18.6429 | 0.83123 | 0.9336 | 0.34852 | 1.1799 | 1.7392 | 15.3196 | 1.5173 | 3.7782 | 1.4313 | 1.1624 | 0.029335 | 8.3546 | 0.83333 | 0.83173 | 10.9653 | 9.9393 | 13.8079 | 2.1058 | -0.1924 | 24.4822 | 1270.0737 | 13.1589 | 73.5299 | 1.9186 | 60.0915 | 0 | 0
447 | 13.5132 | 0.30465 | 0.095899 | 0.91072 | 0.041989 | 0.21919 | 20.991 | 0.91042 | 0.94173 | 0.21446 | 1.1263 | 1.1294 | 15.6732 | 1.9552 | 3.0864 | 1.2346 | 0.961 | 0.025431 | 8.6244 | 0.78577 | 0.87389 | 7.2246 | 7.1835 | 8.631 | 2.0301 | 0.10074 | 24.8987 | 1199.2196 | 14.1538 | 72.4864 | 1.5116 | 60.0915 | 0 | 0
448 | 24.6635 | 0.29246 | 0.089144 | 0.87933 | 0.068319 | 0.19627 | 22.6213 | 0.858 | 0.95222 | 0.34412 | 1.4316 | 1.2236 | 11.7977 | 4.1914 | 2.4647 | 1.7127 | 1.001 | 0.078025 | 8.6645 | 0.78513 | 0.86653 | 11.5722 | 8.5897 | 12.0706 | 2.165 | 0.096162 | 22.601 | 1253.9571 | 11.3943 | 73.5673 | 1.7874 | 60.0915 | 0 | 0
449 | 20.0856 | 0.3112 | 0.07543 | 0.8314 | 0.056292 | 0.21761 | 16.6382 | 0.79082 | 0.92293 | 0.12737 | 1.4694 | 1.721 | 10.7087 | 3.4131 | 2.1606 | 0.50505 | 0.66389 | 0.028422 | 7.0906 | 0.82073 | 0.82712 | 8.7002 | 7.1557 | 9.6027 | 2.1234 | -0.32443 | 22.227 | 1223.4671 | 11.3513 | 72.9708 | 1.5912 | 60.0915 | 0 | 0
450 | 15.0827 | 0.33292 | 0.10772 | 0.85029 | 0.06265 | 0.23121 | 17.7634 | 0.86982 | 0.9265 | 0.061393 | 1.4188 | 1.6842 | 12.7739 | 2.9458 | 0.61088 | 1.6531 | 0.84809 | 0.07344 | 6.4079 | 0.76543 | 0.86081 | 8.9479 | 7.0271 | 10.3003 | 2.0581 | 0.0025232 | 22.2533 | 1174.5123 | 11.6271 | 71.2589 | 1.6167 | 60.0915 | 0 | 0
451 | 17.0038 | 0.28722 | 0.10269 | 0.8822 | 0.041536 | 0.20024 | 23.3896 | 0.85992 | 0.94105 | 0.010914 | 1.0112 | 1.4381 | 13.1408 | 2.5358 | 0.55264 | 1.8204 | 1.1919 | 0.066267 | 9.1829 | 0.86183 | 0.82617 | 12.1394 | 6.0121 | 14.6154 | 2.113 | -0.25217 | 27.1796 | 1247.572 | 15.6865 | 74.3909 | 2.0064 | 63.0915 | 0 | 0
452 | 23.3371 | 0.37837 | 0.10724 | 0.8785 | 0.063472 | 0.22169 | 19.1913 | 0.87199 | 0.94367 | 0.25609 | 0.97835 | 1.1581 | 9.8813 | 2.6821 | 0.60131 | 1.8483 | 0.091774 | 0.056628 | 9.7655 | 0.79312 | 0.91071 | 8.7636 | 6.2094 | 11.6006 | 2.0252 | -0.12946 | 26.5169 | 1187.2797 | 15.8541 | 70.636 | 1.701 | 60.0915 | 0 | 0
453 | 22.098 | 0.29701 | 0.09235 | 0.89037 | 0.045399 | 0.21013 | 18.5669 | 0.80106 | 0.93455 | 0.28406 | 1.0303 | 1.7412 | 9.8019 | 2.7801 | 3.7107 | 1.9957 | 0.45422 | 0.031077 | 6.6633 | 0.78472 | 0.78825 | 9.3497 | 7.1253 | 13.538 | 2.2004 | 0.076269 | 26.7617 | 1254.7031 | 15.3703 | 74.041 | 1.9073 | 60.0915 | 0 | 0
454 | 19.7403 | 0.31235 | 0.081941 | 0.90189 | 0.059509 | 0.21354 | 12.8732 | 0.83889 | 0.9655 | 0.47641 | 1.149 | 1.6609 | 12.9922 | 3.393 | 1.4978 | 1.9223 | 1.1222 | 0.068034 | 6.5406 | 0.79233 | 0.86536 | 7.6409 | 6.0805 | 10.3547 | 1.9379 | 0.020481 | 24.0681 | 1222.3419 | 13.0842 | 72.3667 | 1.6379 | 60.0915 | 0 | 0
455 | 29.7868 | 0.35225 | 0.083924 | 0.89245 | 0.04416 | 0.18416 | 14.2838 | 0.8257 | 0.95183 | 0.28451 | 1.5036 | 1.7891 | 12.9295 | 2.3992 | 2.5433 | 1.378 | 0.73748 | 0.067049 | 6.7394 | 0.8421 | 0.81523 | 6.8792 | 7.5743 | 8.8176 | 1.99 | -0.20173 | 21.3238 | 1270.3985 | 10.3913 | 73.1866 | 1.5354 | 60.0915 | 0 | 0
456 | 12.6525 | 0.29745 | 0.11116 | 0.80524 | 0.036408 | 0.19895 | 19.0978 | 0.84292 | 0.91656 | 0.25235 | 1.1745 | 1.522 | 16.3338 | 2.3823 | 1.8585 | 1.8228 | 0.27711 | 0.038009 | 9.2993 | 0.78643 | 0.8784 | 9.6618 | 7.235 | 13.8217 | 2.1077 | -0.15956 | 24.3547 | 1193.9058 | 13.2505 | 72.291 | 1.8946 | 60.0915 | 0 | 0
457 | 28.7003 | 0.30811 | 0.104 | 0.84317 | 0.049636 | 0.19878 | 18.4597 | 0.82217 | 0.93445 | 0.15036 | 1.1629 | 1.814 | 12.0444 | 2.3558 | 1.1653 | 0.52838 | 1.1363 | 0.069449 | 9.2175 | 0.77893 | 0.85568 | 13.0847 | 7.2298 | 15.6595 | 2.2052 | -0.0084661 | 25.3704 | 1266.0686 | 13.9382 | 73.478 | 2.0569 | 60.0915 | 0 | 0
458 | 31.8437 | 0.3042 | 0.09903 | 0.87902 | 0.036954 | 0.20924 | 21.9735 | 0.86554 | 0.94471 | 0.019249 | 0.99979 | 1.742 | 9.209 | 3.6803 | 2.7288 | 1.2064 | 0.54658 | 0.039797 | 6.8329 | 0.83341 | 0.8781 | 12.1818 | 6.0065 | 13.3704 | 2.1641 | -0.15733 | 27.0987 | 1301.8708 | 15.7042 | 74.3648 | 1.9104 | 63.0915 | 0 | 0
459 | 24.6042 | 0.30243 | 0.077369 | 0.88791 | 0.051659 | 0.20258 | 19.1728 | 0.89659 | 0.93869 | 0.64679 | 1.4611 | 1.1963 | 13.2215 | 3.5685 | 2.8982 | 1.0198 | 1.0799 | 0.069801 | 6.7227 | 0.76002 | 0.866 | 12.8211 | 6.5577 | 9.6884 | 2.0859 | 0.2645 | 21.5526 | 1247.5045 | 10.5516 | 73.2105 | 1.6011 | 60.0915 | 0 | 0
460 | 24.1942 | 0.34672 | 0.10086 | 0.88345 | 0.075448 | 0.19833 | 21.0523 | 0.79217 | 0.9326 | 0.14734 | 1.0485 | 1.2931 | 12.2263 | 1.2196 | 2.1128 | 1.6329 | 0.53845 | 0.06379 | 9.7841 | 0.73612 | 0.8456 | 9.4433 | 7.5587 | 11.7064 | 2.2756 | 0.1206 | 26.2866 | 1204.8572 | 15.5144 | 71.5507 | 1.7248 | 60.0915 | 0 | 0
461 | 22.3202 | 0.30003 | 0.11138 | 0.90132 | 0.062759 | 0.1842 | 20.4444 | 0.90023 | 0.9184 | 0.43657 | 1.3533 | 1.7584 | 13.2391 | 2.7758 | 3.8985 | 1.0415 | 0.52743 | 0.049654 | 6.0608 | 0.74541 | 0.89902 | 10.0265 | 8.1693 | 15.1537 | 2.1099 | 0.26219 | 23.1163 | 1225.5341 | 11.8537 | 72.838 | 2.0054 | 60.0915 | 0 | 0
462 | 24.9103 | 0.3076 | 0.094229 | 0.84835 | 0.059158 | 0.22346 | 17.618 | 0.87363 | 0.90595 | 0.34143 | 1.4101 | 1.3797 | 9.4008 | 4.5179 | 2.9652 | 1.9157 | 0.86852 | 0.05442 | 9.9464 | 0.75224 | 0.83677 | 11.9925 | 6.1647 | 12.0507 | 2.1594 | 0.18398 | 22.6832 | 1235.1153 | 11.6494 | 73.0731 | 1.7766 | 60.0915 | 0 | 0
463 | 14.7445 | 0.30682 | 0.11547 | 0.87493 | 0.058601 | 0.22213 | 17.1759 | 0.9295 | 0.9205 | 0.21581 | 1.3471 | 1.3571 | 14.0688 | 1.9078 | 3.4148 | 1.3305 | 0.88484 | 0.053317 | 6.7741 | 0.77362 | 0.79863 | 11.2206 | 6.3958 | 11.6114 | 2.0111 | 0.19937 | 22.8849 | 1203.455 | 11.9153 | 72.7858 | 1.7387 | 60.0915 | 0 | 0
464 | 29.8032 | 0.29727 | 0.088582 | 0.8095 | 0.048282 | 0.19408 | 17.9959 | 0.86186 | 0.93829 | 0.078532 | 1.5171 | 1.6669 | 16.19 | 4.1548 | 1.3291 | 1.3793 | 1.1521 | 0.051881 | 8.9109 | 0.8257 | 0.8484 | 10.5233 | 9.1935 | 15.7015 | 2.1309 | -0.16826 | 22.0879 | 1290.2662 | 10.5105 | 74.2905 | 2.0883 | 63.0915 | 0 | 0
465 | 29.8807 | 0.33907 | 0.10018 | 0.83719 | 0.049238 | 0.21447 | 12.0788 | 0.7642 | 0.95287 | 0.55164 | 0.94329 | 1.3174 | 13.9987 | 2.8431 | 0.73182 | 0.44023 | 1.1099 | 0.055164 | 6.225 | 0.85669 | 0.84589 | 9.0707 | 8.7519 | 12.7995 | 1.9939 | -0.46023 | 26.9214 | 1272.6418 | 15.6433 | 73.0322 | 1.8328 | 60.0915 | 0 | 0
466 | 28.0783 | 0.2997 | 0.069039 | 0.83517 | 0.057007 | 0.20859 | 26.7659 | 0.91488 | 0.92537 | 0.30174 | 1.1661 | 1.5761 | 10.7785 | 1.9607 | 1.7938 | 0.8855 | 0.55625 | 0.068605 | 7.4426 | 0.72424 | 0.79643 | 11.2184 | 7.9221 | 12.8336 | 2.3764 | 0.45526 | 25.3215 | 1266.2765 | 14.0896 | 73.8647 | 1.8505 | 60.0915 | 0 | 0
467 | 21.4681 | 0.33205 | 0.10296 | 0.8779 | 0.049327 | 0.20822 | 22.7924 | 0.86835 | 0.93253 | 0.49961 | 1.3663 | 1.5528 | 12.5212 | 3.0186 | 3.2402 | 1.3147 | 1.1034 | 0.064251 | 6.9906 | 0.82679 | 0.83057 | 13.6982 | 7.8145 | 9.4667 | 2.0899 | -0.10092 | 22.5272 | 1229.212 | 11.6258 | 72.8652 | 1.5796 | 60.0915 | 0 | 0
468 | 21.9553 | 0.30601 | 0.09446 | 0.87938 | 0.038854 | 0.2253 | 22.5063 | 0.93701 | 0.94486 | 0.5639 | 1.5077 | 1.3511 | 15.3445 | 3.1634 | 2.7885 | 0.52165 | 0.073889 | 0.075139 | 6.4754 | 0.82205 | 0.87184 | 7.9782 | 8.7537 | 9.1443 | 2.0209 | 0.045461 | 21.3666 | 1245.27 | 10.3609 | 73.4402 | 1.564 | 60.0915 | 0 | 0
469 | 15.1087 | 0.29453 | 0.1065 | 0.89219 | 0.051981 | 0.19393 | 17.5936 | 0.81651 | 0.92757 | 0.23099 | 1.0496 | 1.1369 | 12.3072 | 0.82245 | 3.1343 | 1.4083 | 0.27155 | 0.058872 | 6.5016 | 0.86304 | 0.79214 | 8.589 | 6.8214 | 9.3797 | 2.0275 | -0.29159 | 26.389 | 1234.927 | 15.3313 | 74.1342 | 1.5914 | 60.0915 | 0 | 0
470 | 28.8651 | 0.31706 | 0.093821 | 0.87709 | 0.035262 | 0.19004 | 13.6546 | 0.80289 | 0.9444 | 0.45361 | 1.4721 | 1.2291 | 5.7465 | 4.7526 | 2.6684 | 1.66 | 0.98045 | 0.075222 | 7.3931 | 0.82233 | 0.81271 | 9.4878 | 8.642 | 14.1488 | 2.0425 | -0.11385 | 21.9015 | 1282.9709 | 10.4107 | 74.0011 | 1.9536 | 60.0915 | 0 | 0
471 | 23.3043 | 0.33045 | 0.079671 | 0.84365 | 0.047714 | 0.20302 | 27.9062 | 0.89367 | 0.92701 | 0.43575 | 1.2322 | 1.3995 | 14.5629 | 3.6436 | 0.92035 | 1.0793 | 0.40202 | 0.062941 | 9.1071 | 0.7892 | 0.83154 | 7.144 | 6.1816 | 12.8974 | 2.2629 | 0.068658 | 24.0903 | 1230.8124 | 12.9841 | 72.8317 | 1.8357 | 60.0915 | 0 | 0
472 | 22.9382 | 0.2936 | 0.11182 | 0.89696 | 0.040938 | 0.21438 | 23.4744 | 0.8499 | 0.92601 | 0.75412 | 1.0984 | 1.62 | 11.5217 | 3.4833 | 2.6551 | 0.7894 | 1.0677 | 0.039367 | 8.9075 | 0.77969 | 0.85368 | 6.8699 | 9.3576 | 13.7391 | 2.1795 | 0.14944 | 25.5443 | 1255.988 | 14.1239 | 73.8471 | 1.9195 | 60.0915 | 0 | 0
473 | 14.1001 | 0.26188 | 0.086907 | 0.90455 | 0.061124 | 0.20826 | 25.3411 | 0.87806 | 0.96511 | 0.10092 | 1.0142 | 1.3268 | 13.0391 | 2.7507 | 1.6033 | 0.60826 | 0.1139 | 0.022902 | 9.2734 | 0.77115 | 0.85786 | 5.6616 | 9.1106 | 9.5728 | 2.1938 | 0.23653 | 26.6893 | 1236.3709 | 15.5903 | 74.1069 | 1.6064 | 60.0915 | 0 | 0
474 | 20.2645 | 0.35363 | 0.10246 | 0.88641 | 0.047309 | 0.18731 | 17.3352 | 0.93268 | 0.95656 | 0.19609 | 1.1298 | 1.5935 | 12.6145 | 2.1177 | 2.0804 | 0.95665 | 0.14959 | 0.021595 | 9.1211 | 0.78742 | 0.85751 | 11.6044 | 9.972 | 15.3644 | 1.9571 | 0.10152 | 25.1497 | 1202.5099 | 14.0013 | 71.6244 | 1.9958 | 60.0915 | 0 | 0
475 | 20.7526 | 0.27541 | 0.073937 | 0.90122 | 0.054455 | 0.21996 | 21.1016 | 0.82303 | 0.92043 | 0.30402 | 1.0914 | 1.2169 | 12.5693 | 1.1667 | 1.8312 | 0.59225 | 0.87374 | 0.05025 | 7.2514 | 0.8155 | 0.87216 | 9.8732 | 6.0435 | 10.2701 | 2.1648 | -0.13346 | 25.6221 | 1246.6639 | 14.5258 | 74.1513 | 1.6595 | 60.0915 | 0 | 0
476 | 21.5292 | 0.26517 | 0.092733 | 0.88799 | 0.049055 | 0.24218 | 17.6601 | 0.82134 | 0.94081 | 0.096831 | 1.2934 | 1.3892 | 14.266 | 1.2065 | 3.1317 | 1.2457 | 0.36552 | 0.047768 | 8.2329 | 0.81847 | 0.81727 | 10.3348 | 8.4755 | 9.0273 | 2.123 | -0.049585 | 23.8573 | 1277.1224 | 12.6428 | 75.1947 | 1.5901 | 63.0915 | 0 | 0
477 | 22.6292 | 0.29599 | 0.084545 | 0.86284 | 0.047016 | 0.19677 | 22.9631 | 0.8257 | 0.93247 | 0.056842 | 1.4422 | 1.348 | 9.1178 | 3.7381 | 1.0221 | 1.4278 | 0.19203 | 0.051573 | 9.3159 | 0.80391 | 0.82266 | 10.6764 | 8.0866 | 14.6763 | 2.2458 | -0.071165 | 22.8888 | 1250.1454 | 11.4869 | 73.9927 | 1.9934 | 60.0915 | 0 | 0
478 | 30.2618 | 0.39063 | 0.08318 | 0.83116 | 0.052033 | 0.19335 | 11.5834 | 0.87267 | 0.9427 | 0.65631 | 1.515 | 1.7427 | 15.7618 | 3.6544 | 2.1455 | 1.5369 | 0.26766 | 0.023788 | 8.2715 | 0.86622 | 0.85493 | 7.9405 | 6.1372 | 14.2462 | 1.8461 | -0.36626 | 21.391 | 1246.9441 | 10.2294 | 71.7833 | 1.9157 | 60.0915 | 0 | 0
479 | 20.3356 | 0.29618 | 0.11843 | 0.8282 | 0.050153 | 0.20847 | 20.497 | 0.87423 | 0.93824 | 0.28764 | 1.045 | 1.8266 | 8.6205 | 2.0559 | 2.4774 | 1.4629 | 0.92932 | 0.064726 | 9.6284 | 0.84668 | 0.8906 | 6.1473 | 9.3744 | 10.7378 | 2.0357 | -0.29605 | 26.3145 | 1235.8241 | 15.2437 | 73.2926 | 1.6822 | 60.0915 | 0 | 0
480 | 28.9114 | 0.36915 | 0.080856 | 0.87867 | 0.0544 | 0.19587 | 23.4159 | 0.82077 | 0.93816 | 0.16316 | 1.546 | 1.822 | 7.9654 | 2.4148 | 2.991 | 0.66596 | 0.93118 | 0.039246 | 9.4652 | 0.81379 | 0.82018 | 5.922 | 9.8701 | 9.4851 | 2.217 | -0.15574 | 21.2633 | 1246.3296 | 10.4733 | 72.5157 | 1.5763 | 60.0915 | 0 | 0
481 | 28.5999 | 0.3158 | 0.096056 | 0.8582 | 0.064417 | 0.2117 | 22.718 | 0.76136 | 0.94944 | 0.036103 | 1.1929 | 1.6871 | 11.8712 | 2.959 | 3.9275 | 1.6104 | 0.43245 | 0.025113 | 6.1945 | 0.79378 | 0.85388 | 9.5268 | 7.799 | 15.6246 | 2.3159 | -0.17403 | 24.6254 | 1261.5578 | 13.2432 | 73.2357 | 2.0492 | 60.0915 | 0 | 0
482 | 23.7556 | 0.32001 | 0.099188 | 0.90055 | 0.051705 | 0.18526 | 20.6956 | 0.9162 | 0.9433 | 0.059173 | 1.3291 | 1.3898 | 6.2286 | 2.8233 | 1.8168 | 0.7272 | 1.0878 | 0.041224 | 7.7578 | 0.77533 | 0.89415 | 9.8046 | 8.8278 | 13.1892 | 2.0736 | 0.12847 | 23.0126 | 1225.5781 | 11.9504 | 72.5875 | 1.8537 | 60.0915 | 0 | 0
483 | 22.4113 | 0.31693 | 0.096947 | 0.9058 | 0.06003 | 0.21558 | 20.0624 | 0.90216 | 0.93487 | 0.046619 | 1.1915 | 1.4671 | 10.0492 | 1.3184 | 3.2325 | 0.45606 | 0.91919 | 0.064808 | 8.3749 | 0.74758 | 0.91462 | 7.8359 | 6.715 | 9.9051 | 2.1067 | 0.19608 | 24.6879 | 1210.0875 | 13.9669 | 72.1604 | 1.6015 | 60.0915 | 0 | 0
484 | 21.1666 | 0.30591 | 0.10569 | 0.899 | 0.04485 | 0.17994 | 13.77 | 0.8936 | 0.95053 | 0.32887 | 1.5197 | 1.8641 | 7.2963 | 3.5639 | 3.5295 | 1.4495 | 1.18 | 0.07518 | 7.6901 | 0.77995 | 0.79533 | 9.8878 | 7.5435 | 12.6605 | 1.9671 | 0.22552 | 21.6161 | 1244.9866 | 10.3294 | 73.4991 | 1.8305 | 60.0915 | 0 | 0
485 | 33.9848 | 0.29221 | 0.097008 | 0.88401 | 0.052324 | 0.18628 | 21.2732 | 0.89623 | 0.93073 | 0.26464 | 1.2213 | 1.4556 | 11.8485 | 1.5065 | 1.7855 | 1.1589 | 0.67334 | 0.053703 | 6.4686 | 0.80259 | 0.87173 | 5.8127 | 6.441 | 13.3185 | 2.1708 | 0.090989 | 24.5802 | 1325.3281 | 13.0758 | 75.1415 | 1.9214 | 63.0915 | 0 | 0
486 | 17.6112 | 0.31255 | 0.098368 | 0.85206 | 0.069219 | 0.22219 | 18.9805 | 0.87509 | 0.92958 | 0.42168 | 1.5418 | 1.8629 | 12.5742 | 4.6379 | 1.6263 | 0.75203 | 1.0857 | 0.052114 | 9.9319 | 0.77067 | 0.84041 | 10.9984 | 7.5701 | 14.4639 | 2.0785 | 0.10322 | 21.6044 | 1205.7653 | 10.4384 | 72.2671 | 1.9419 | 60.0915 | 0 | 0
487 | 30.5952 | 0.32466 | 0.080971 | 0.82902 | 0.038501 | 0.2341 | 27.3426 | 0.84754 | 0.96315 | 0.083796 | 1.1767 | 1.8573 | 14.0598 | 3.6707 | 2.8286 | 1.9758 | 0.40097 | 0.033888 | 6.2609 | 0.76969 | 0.79751 | 12.5966 | 6.6828 | 12.9169 | 2.3888 | 0.17604 | 24.4782 | 1289.0829 | 13.1602 | 73.8223 | 1.8558 | 60.0915 | 0 | 0
488 | 22.5962 | 0.29629 | 0.075303 | 0.88821 | 0.049615 | 0.19379 | 16.394 | 0.87658 | 0.94292 | 0.083056 | 1.2099 | 1.2049 | 8.9675 | 2.4799 | 1.839 | 1.0632 | 0.28176 | 0.050016 | 8.1289 | 0.78155 | 0.86307 | 11.9577 | 8.6468 | 10.105 | 2.0619 | 0.089123 | 24.0682 | 1238.4542 | 13.0914 | 73.3511 | 1.6352 | 60.0915 | 0 | 0
489 | 26.1413 | 0.3318 | 0.085661 | 0.85684 | 0.052643 | 0.20578 | 19.4429 | 0.86682 | 0.96231 | 0.19447 | 1.2151 | 1.6559 | 13.3901 | 3.5385 | 0.63841 | 0.73299 | 0.58517 | 0.050137 | 7.0814 | 0.85688 | 0.84399 | 8.0397 | 7.2659 | 9.0789 | 2.0323 | -0.25289 | 23.8406 | 1255.1752 | 12.8961 | 73.1699 | 1.5547 | 60.0915 | 0 | 0
490 | 19.1997 | 0.30269 | 0.090933 | 0.82868 | 0.052408 | 0.18824 | 17.0793 | 0.90113 | 0.93942 | 0.084737 | 1.547 | 1.3651 | 7.9112 | 1.8935 | 2.4591 | 0.78607 | 1.0208 | 0.068574 | 7.3418 | 0.79743 | 0.87835 | 8.269 | 8.8127 | 15.6805 | 2.0207 | -0.048238 | 21.72 | 1216.157 | 10.4244 | 72.6828 | 2.0417 | 60.0915 | 0 | 0
491 | 26.904 | 0.26243 | 0.10755 | 0.91222 | 0.056821 | 0.22383 | 18.5824 | 0.86257 | 0.92401 | 0.5063 | 1.405 | 1.7348 | 9.7916 | 1.357 | 3.0178 | 1.3406 | 0.3066 | 0.049247 | 6.5542 | 0.75576 | 0.78514 | 10.2829 | 7.5104 | 9.1134 | 2.1871 | 0.40767 | 23.0168 | 1327.414 | 11.524 | 76.7801 | 1.6193 | 63.0915 | 0 | 0
492 | 22.6477 | 0.29104 | 0.089896 | 0.86963 | 0.064856 | 0.20499 | 16.5059 | 0.8328 | 0.95407 | 0.44124 | 1.2049 | 1.2285 | 11.502 | 2.4013 | 2.7472 | 1.435 | 0.446 | 0.037663 | 7.2836 | 0.77931 | 0.86171 | 11.3483 | 6.8151 | 12.2171 | 2.0808 | 0.082346 | 24.1301 | 1245.6714 | 12.9026 | 73.3138 | 1.7935 | 60.0915 | 0 | 0
493 | 15.6924 | 0.29317 | 0.086096 | 0.89079 | 0.034866 | 0.18104 | 20.7317 | 0.80454 | 0.92255 | 0.5447 | 1.4175 | 1.2466 | 8.392 | 3.7194 | 1.6227 | 0.62149 | 0.39658 | 0.054797 | 9.1295 | 0.75529 | 0.85317 | 9.51 | 8.6036 | 13.2028 | 2.186 | 0.11414 | 22.5524 | 1215.0423 | 11.3568 | 72.8964 | 1.8605 | 60.0915 | 0 | 0
494 | 23.4468 | 0.35867 | 0.10717 | 0.88558 | 0.066279 | 0.1996 | 26.2884 | 0.89595 | 0.95587 | 0.77349 | 0.96549 | 1.1484 | 8.4062 | 2.0326 | 2.0007 | 0.59162 | 0.59551 | 0.048133 | 6.4902 | 0.83321 | 0.85925 | 5.8533 | 6.645 | 8.1235 | 2.0759 | -0.063665 | 26.3895 | 1223.9792 | 15.6537 | 72.008 | 1.4673 | 60.0915 | 0 | 0
495 | 19.2598 | 0.35095 | 0.083585 | 0.8721 | 0.039333 | 0.20682 | 15.5847 | 0.8894 | 0.94095 | 0.70529 | 1.4656 | 1.1609 | 11.4272 | 3.4463 | 2.5005 | 0.42099 | 0.17172 | 0.059425 | 7.9819 | 0.80095 | 0.89295 | 7.0641 | 8.3264 | 14.0293 | 1.9061 | -0.059042 | 21.4522 | 1195.3147 | 10.4015 | 71.2466 | 1.8896 | 60.0915 | 0 | 0
496 | 14.0419 | 0.32554 | 0.099451 | 0.87684 | 0.059421 | 0.19987 | 19.9237 | 0.85199 | 0.94335 | 0.12191 | 1.3497 | 1.5907 | 11.2293 | 2.4591 | 1.5735 | 0.97806 | 0.85606 | 0.041439 | 6.7056 | 0.83908 | 0.82007 | 13.6464 | 9.6165 | 8.4367 | 2.0186 | -0.22661 | 22.5466 | 1200.0717 | 11.8212 | 72.4273 | 1.4969 | 60.0915 | 0 | 0
497 | 21.6186 | 0.37705 | 0.079465 | 0.85536 | 0.073785 | 0.20049 | 28.9518 | 0.83919 | 0.95123 | 0.47115 | 1.3047 | 1.8657 | 13.5678 | 2.7106 | 2.4805 | 0.68946 | 0.77127 | 0.052504 | 7.1904 | 0.74407 | 0.82301 | 14.5083 | 6.0887 | 12.4133 | 2.3268 | 0.17538 | 22.7788 | 1193.052 | 11.9645 | 70.9116 | 1.7648 | 60.0915 | 0 | 0
498 | 15.7581 | 0.2603 | 0.10236 | 0.88247 | 0.05179 | 0.19873 | 15.3818 | 0.88169 | 0.96459 | 0.32492 | 1.2622 | 1.6861 | 10.613 | 2.6307 | 1.2558 | 1.8829 | 1.076 | 0.060871 | 6.7686 | 0.74625 | 0.86408 | 10.0328 | 9.6676 | 11.3393 | 2.0277 | 0.34249 | 23.2346 | 1244.0484 | 11.933 | 73.9797 | 1.7392 | 60.0915 | 0 | 0
499 | 17.7181 | 0.29505 | 0.096478 | 0.81003 | 0.043564 | 0.19312 | 26.9958 | 0.83703 | 0.91606 | 0.030333 | 1.189 | 1.8157 | 11.4005 | 3.0628 | 2.051 | 1.1143 | 0.434 | 0.029845 | 6.3247 | 0.80507 | 0.8049 | 8.4575 | 8.5627 | 8.1422 | 2.3413 | -0.12357 | 24.8764 | 1231.9929 | 14.0186 | 73.8431 | 1.4935 | 60.0915 | 0 | 0
500 | 22.1474 | 0.29608 | 0.095119 | 0.83029 | 0.050799 | 0.21698 | 15.0971 | 0.87712 | 0.91845 | 0.35761 | 0.94868 | 1.4438 | 14.8046 | 1.694 | 2.0336 | 1.9837 | 0.6351 | 0.079975 | 6.6091 | 0.8197 | 0.83027 | 8.5086 | 6.9529 | 14.0496 | 2.0428 | -0.096708 | 28.063 | 1245.7773 | 16.7026 | 73.7718 | 1.941 | 60.0915 | 0 | 0
501 | 22.4557 | 0.31773 | 0.095105 | 0.87502 | 0.068524 | 0.24039 | 25.9663 | 0.91761 | 0.92186 | 0.003955 | 1.2635 | 1.2597 | 9.4145 | 4.2886 | 2.2251 | 1.6339 | 0.74295 | 0.033292 | 6.4134 | 0.85206 | 0.84271 | 9.5883 | 8.8486 | 13.3675 | 2.1313 | -0.19698 | 24.2835 | 1230.0146 | 13.163 | 73.4034 | 1.8826 | 60.0915 | 0 | 0
502 | 28.629 | 0.28398 | 0.07289 | 0.85916 | 0.037578 | 0.2022 | 17.4502 | 0.89641 | 0.9411 | 0.72574 | 1.0239 | 1.1994 | 5.1371 | 2.7344 | 3.4274 | 0.41658 | 1.1992 | 0.045741 | 8.2657 | 0.82087 | 0.83616 | 10.7098 | 9.2994 | 11.2532 | 2.0615 | 0.080636 | 25.9159 | 1304.2889 | 14.4694 | 74.9238 | 1.7584 | 63.0915 | 0 | 0
503 | 25.5573 | 0.30737 | 0.091303 | 0.87172 | 0.057113 | 0.21424 | 19.4539 | 0.94037 | 0.93802 | 0.57229 | 1.2629 | 1.8012 | 16.1752 | 3.2157 | 1.3236 | 0.90471 | 0.081019 | 0.062521 | 8.1105 | 0.7731 | 0.84476 | 12.8597 | 6.7839 | 15.279 | 2.0628 | 0.27041 | 24.1026 | 1254.2294 | 12.663 | 73.3753 | 2.0259 | 60.0915 | 0 | 0
504 | 28.2426 | 0.287 | 0.085116 | 0.89427 | 0.048363 | 0.19961 | 22.9071 | 0.94158 | 0.96214 | 0.36529 | 0.98272 | 1.6507 | 11.4058 | 2.4474 | 2.5882 | 1.6583 | 0.70438 | 0.077761 | 6.4541 | 0.78252 | 0.80452 | 12.6181 | 6.0269 | 8.1325 | 2.149 | 0.3572 | 26.7695 | 1302.1443 | 15.606 | 74.9022 | 1.5161 | 63.0915 | 0 | 0
505 | 26.3165 | 0.31472 | 0.073363 | 0.91288 | 0.055609 | 0.21485 | 17.8926 | 0.90957 | 0.93388 | 0.03946 | 1.5144 | 1.7279 | 9.4324 | 3.0663 | 3.1779 | 0.52607 | 1.1431 | 0.035516 | 7.1096 | 0.75116 | 0.9127 | 11.8007 | 7.1082 | 10.9131 | 2.0769 | 0.21291 | 21.5272 | 1232.2413 | 10.6609 | 72.6009 | 1.6835 | 60.0915 | 0 | 0
506 | 25.7429 | 0.29143 | 0.10016 | 0.8562 | 0.045477 | 0.1914 | 18.2651 | 0.90507 | 0.95302 | 0.29588 | 1.4905 | 1.2111 | 14.3658 | 4.4808 | 0.70148 | 1.6115 | 0.31227 | 0.024075 | 8.5824 | 0.75962 | 0.86901 | 9.9821 | 8.8291 | 14.845 | 2.0952 | 0.26161 | 21.9221 | 1262.837 | 10.4551 | 73.7211 | 2.0009 | 60.0915 | 0 | 0
507 | 20.3835 | 0.33768 | 0.096547 | 0.90747 | 0.055386 | 0.1971 | 19.393 | 0.93482 | 0.9518 | 0.15784 | 1.3208 | 1.5575 | 12.2029 | 3.3434 | 0.88668 | 1.7306 | 0.9705 | 0.078828 | 6.199 | 0.78026 | 0.88299 | 13.4997 | 9.0833 | 8.0541 | 1.9901 | 0.13672 | 22.5083 | 1203.9021 | 11.9031 | 71.8433 | 1.4606 | 60.0915 | 0 | 0
508 | 12.3323 | 0.27212 | 0.10128 | 0.89252 | 0.078124 | 0.21139 | 16.1567 | 0.85919 | 0.91893 | 0.35465 | 1.0345 | 1.2533 | 9.3736 | 1.5368 | 3.3622 | 1.1569 | 0.08613 | 0.042841 | 6.297 | 0.766 | 0.86525 | 10.9099 | 7.4459 | 14.0636 | 2.0489 | 0.12798 | 26.8045 | 1204.3572 | 15.5916 | 73.0165 | 1.9271 | 60.0915 | 0 | 0
509 | 21.6738 | 0.33183 | 0.07902 | 0.87024 | 0.052773 | 0.19436 | 21.5735 | 0.86348 | 0.96103 | 0.053451 | 1.5482 | 1.6564 | 13.1239 | 4.7269 | 2.2584 | 1.8396 | 0.12424 | 0.039309 | 9.76 | 0.77871 | 0.83985 | 11.5806 | 7.7562 | 13.4761 | 2.1424 | 0.066012 | 21.4761 | 1219.6686 | 10.378 | 72.3059 | 1.8694 | 60.0915 | 0 | 0
510 | 30.2085 | 0.31964 | 0.075203 | 0.90605 | 0.051376 | 0.20998 | 19.8748 | 0.9251 | 0.95872 | 0.47844 | 0.98453 | 1.7983 | 12.6998 | 2.3619 | 0.97815 | 0.59015 | 0.91297 | 0.045492 | 7.338 | 0.75974 | 0.77598 | 8.93 | 6.7929 | 13.5642 | 2.13 | 0.41523 | 26.9558 | 1287.5125 | 15.5404 | 73.8563 | 1.9057 | 60.0915 | 0 | 0
511 | 29.9346 | 0.39675 | 0.094629 | 0.88462 | 0.04952 | 0.20029 | 21.8329 | 0.81056 | 0.91584 | 0.21227 | 0.94593 | 1.2742 | 10.5386 | 4.1196 | 2.1307 | 0.41541 | 1.0848 | 0.062037 | 6.1715 | 0.84573 | 0.84347 | 11.5189 | 6.3118 | 12.5589 | 2.1605 | -0.42867 | 27.8173 | 1233.7025 | 16.9343 | 71.9866 | 1.795 | 60.0915 | 0 | 0
512 | 23.8443 | 0.37639 | 0.098765 | 0.85963 | 0.066213 | 0.22177 | 16.442 | 0.89443 | 0.96607 | 0.35123 | 1.0707 | 1.3682 | 11.3129 | 1.7614 | 0.92635 | 0.65268 | 0.11496 | 0.033754 | 9.4939 | 0.83681 | 0.82211 | 7.1545 | 9.0598 | 10.7147 | 1.9407 | -0.11806 | 25.1653 | 1219.5147 | 14.2952 | 71.751 | 1.6555 | 60.0915 | 0 | 0
513 | 21.8962 | 0.29348 | 0.10691 | 0.86461 | 0.045524 | 0.20716 | 19.3393 | 0.81728 | 0.96172 | 0.22788 | 1.1034 | 1.7518 | 14.2883 | 2.7545 | 0.71666 | 1.6909 | 0.21568 | 0.069239 | 6.8069 | 0.78733 | 0.8344 | 13.5397 | 9.1659 | 11.949 | 2.1549 | 0.043031 | 25.3632 | 1253.8509 | 14.0844 | 73.7229 | 1.7811 | 60.0915 | 0 | 0
514 | 25.0306 | 0.28954 | 0.10342 | 0.85984 | 0.050566 | 0.2157 | 22.8443 | 0.86853 | 0.92572 | 0.036661 | 1.4859 | 1.3858 | 6.5947 | 3.321 | 2.1047 | 1.99 | 0.49186 | 0.050501 | 8.7491 | 0.81207 | 0.83938 | 8.5006 | 8.221 | 9.7089 | 2.1951 | -0.046392 | 22.4482 | 1266.7765 | 11.3763 | 74.4073 | 1.631 | 63.0915 | 0 | 0
515 | 26.2875 | 0.3419 | 0.07448 | 0.90662 | 0.053632 | 0.20747 | 24.3327 | 0.85349 | 0.94888 | 0.0031794 | 1.1095 | 1.4028 | 9.3403 | 1.5249 | 1.2358 | 0.51667 | 0.68416 | 0.024434 | 6.1419 | 0.86072 | 0.89249 | 8.1191 | 7.6755 | 14.2712 | 2.1054 | -0.38759 | 25.5545 | 1234.2852 | 14.4257 | 72.5546 | 1.9335 | 60.0915 | 0 | 0
516 | 21.3915 | 0.31033 | 0.10835 | 0.84652 | 0.035385 | 0.24681 | 19.6362 | 0.89995 | 0.94929 | 0.047914 | 1.4961 | 1.2164 | 7.8869 | 4.2112 | 1.094 | 1.1342 | 0.059543 | 0.062313 | 6.7969 | 0.77188 | 0.8113 | 10.3122 | 8.3716 | 12.375 | 2.1159 | 0.1826 | 21.692 | 1237.3647 | 10.5206 | 73.3189 | 1.806 | 60.0915 | 0 | 0
517 | 33.0575 | 0.27478 | 0.096898 | 0.85088 | 0.050131 | 0.22781 | 20.4674 | 0.82023 | 0.95048 | 0.51485 | 1.0577 | 1.302 | 11.2579 | 2.6708 | 0.86654 | 0.58532 | 0.80619 | 0.077957 | 9.1366 | 0.86255 | 0.83831 | 9.0637 | 9.5695 | 14.1257 | 2.1842 | -0.18535 | 26.5864 | 1399.3609 | 14.3524 | 78.4458 | 2.051 | 63.0915 | 0 | 0
518 | 22.1123 | 0.30616 | 0.096277 | 0.85565 | 0.067055 | 0.19275 | 17.2848 | 0.90643 | 0.94377 | 0.28856 | 1.1109 | 1.7134 | 12.0102 | 2.8158 | 0.95029 | 1.0889 | 0.63264 | 0.026124 | 7.7136 | 0.87017 | 0.85148 | 8.4911 | 7.7481 | 11.1172 | 1.9434 | -0.24965 | 25.3674 | 1243.6615 | 14.2468 | 73.4935 | 1.7137 | 60.0915 | 0 | 0
519 | 17.9125 | 0.35488 | 0.093471 | 0.90639 | 0.058665 | 0.19584 | 18.0371 | 0.82665 | 0.95596 | 0.1909 | 1.4378 | 1.6793 | 10.8151 | 4.0006 | 3.4164 | 1.8075 | 0.8385 | 0.064316 | 7.0501 | 0.83593 | 0.89085 | 10.0836 | 9.8166 | 12.481 | 1.9479 | -0.34662 | 22.1886 | 1185.8214 | 11.3392 | 71.116 | 1.7744 | 60.0915 | 0 | 0
520 | 31.1738 | 0.28438 | 0.099323 | 0.84547 | 0.038622 | 0.20574 | 23.5556 | 0.86387 | 0.94778 | 0.12639 | 1.1404 | 1.1355 | 10.348 | 1.9701 | 1.2977 | 1.6511 | 0.87724 | 0.074835 | 8.8439 | 0.8007 | 0.87741 | 10.4701 | 9.1292 | 11.2967 | 2.2485 | 0.016634 | 25.3669 | 1310.5948 | 14.0202 | 74.9167 | 1.7616 | 63.0915 | 0 | 0
521 | 21.497 | 0.35568 | 0.098485 | 0.90089 | 0.064587 | 0.24493 | 20.029 | 0.89961 | 0.92199 | 0.051703 | 1.4534 | 1.6072 | 11.3634 | 2.71 | 1.2807 | 0.623 | 1.1465 | 0.023984 | 9.7249 | 0.84494 | 0.79684 | 9.9769 | 6.3382 | 12.734 | 2.0224 | -0.15141 | 22.5722 | 1214.6583 | 11.5886 | 72.6602 | 1.8204 | 60.0915 | 0 | 0
522 | 16.097 | 0.33858 | 0.078308 | 0.8302 | 0.050038 | 0.19532 | 23.1161 | 0.86721 | 0.95172 | 0.53344 | 1.3819 | 1.7403 | 8.2413 | 2.2668 | 3.8524 | 1.3462 | 0.99382 | 0.027436 | 6.9457 | 0.80867 | 0.84962 | 6.5883 | 8.9056 | 8.7191 | 2.0932 | -0.10708 | 22.1446 | 1197.3956 | 11.4208 | 71.6577 | 1.5071 | 60.0915 | 0 | 0
523 | 25.8589 | 0.30956 | 0.094997 | 0.86084 | 0.052085 | 0.20834 | 12.6747 | 0.88631 | 0.93638 | 0.31056 | 1.2872 | 1.2188 | 10.5815 | 1.815 | 3.5571 | 0.7019 | 0.62453 | 0.037962 | 8.3683 | 0.77097 | 0.80347 | 9.129 | 8.1342 | 9.543 | 2.0225 | 0.20351 | 22.9603 | 1254.3048 | 11.9648 | 73.4823 | 1.5946 | 60.0915 | 0 | 0
524 | 25.592 | 0.32214 | 0.10148 | 0.86719 | 0.043685 | 0.20162 | 16.5505 | 0.9018 | 0.94841 | 0.16904 | 1.3155 | 1.423 | 7.5324 | 1.618 | 2.2676 | 1.2909 | 0.6511 | 0.023766 | 6.7516 | 0.80475 | 0.81426 | 11.4215 | 7.5371 | 12.0863 | 2.0263 | 0.070433 | 23.0154 | 1254.5586 | 11.8307 | 73.4491 | 1.7862 | 60.0915 | 0 | 0
525 | 23.9351 | 0.26261 | 0.094598 | 0.89739 | 0.041184 | 0.23335 | 21.7451 | 0.85547 | 0.93893 | 0.14953 | 1.4575 | 1.5888 | 12.9354 | 3.598 | 1.666 | 0.77433 | 0.53968 | 0.061086 | 6.6894 | 0.79452 | 0.81694 | 8.1042 | 7.7345 | 9.7023 | 2.2002 | 0.15528 | 22.6611 | 1292.7301 | 11.3378 | 75.5944 | 1.6482 | 63.0915 | 0 | 0
526 | 22.714 | 0.38921 | 0.10051 | 0.88727 | 0.063754 | 0.18558 | 15.0528 | 0.90062 | 0.91576 | 0.10197 | 1.1377 | 1.2928 | 13.2841 | 2.727 | 1.8124 | 0.4247 | 0.65996 | 0.071175 | 6.1101 | 0.82268 | 0.93247 | 7.0569 | 9.2632 | 15.7685 | 1.89 | -0.33468 | 25.1528 | 1167.6872 | 14.3566 | 70.2195 | 1.9947 | 60.0915 | 0 | 0
527 | 26.7538 | 0.2863 | 0.091853 | 0.86189 | 0.067686 | 0.20568 | 21.8144 | 0.89691 | 0.94601 | 0.49233 | 1.4561 | 1.6575 | 13.6228 | 2.8959 | 1.4864 | 0.90846 | 0.32345 | 0.060754 | 6.8119 | 0.7856 | 0.7984 | 8.2356 | 8.1614 | 12.4668 | 2.1674 | 0.25175 | 22.0934 | 1286.782 | 10.6609 | 74.5756 | 1.8456 | 63.0915 | 0 | 0
528 | 17.4102 | 0.39329 | 0.10887 | 0.8764 | 0.072241 | 0.20255 | 23.19 | 0.82642 | 0.9361 | 0.38167 | 1.37 | 1.2948 | 8.7802 | 2.969 | 2.0906 | 1.7468 | 0.63872 | 0.05617 | 9.1348 | 0.79042 | 0.84156 | 11.0106 | 6.8564 | 15.2625 | 2.1169 | -0.13121 | 22.6171 | 1165.6929 | 11.7268 | 70.3696 | 1.9608 | 60.0915 | 0 | 0
529 | 22.6097 | 0.28895 | 0.084843 | 0.88879 | 0.065616 | 0.21923 | 23.6593 | 0.8971 | 0.93778 | 0.13446 | 1.206 | 1.509 | 15.0335 | 1.8763 | 3.4037 | 0.51952 | 0.9996 | 0.031504 | 6.9516 | 0.83706 | 0.84065 | 10.4231 | 9.6262 | 8.3667 | 2.1285 | -0.063732 | 24.8475 | 1258.1403 | 13.8761 | 74.2695 | 1.5266 | 63.0915 | 0 | 0
530 | 25.6847 | 0.32109 | 0.1111 | 0.90005 | 0.034975 | 0.20262 | 25.8726 | 0.79313 | 0.93668 | 0.19414 | 1.0043 | 1.7869 | 12.485 | 3.2178 | 2.1926 | 0.60048 | 0.22147 | 0.025247 | 8.5075 | 0.81087 | 0.85003 | 9.3836 | 8.0689 | 12.3494 | 2.2765 | -0.14565 | 26.8301 | 1256.0009 | 15.636 | 73.5485 | 1.808 | 60.0915 | 0 | 0
531 | 20.8955 | 0.31756 | 0.090278 | 0.84256 | 0.056662 | 0.19274 | 22.3432 | 0.89268 | 0.95199 | 0.60684 | 1.4393 | 1.1395 | 8.7772 | 3.8929 | 0.62245 | 1.141 | 0.75996 | 0.058126 | 9.0233 | 0.84517 | 0.89224 | 8.7418 | 8.2909 | 10.9423 | 2.0055 | -0.2063 | 21.6108 | 1225.9498 | 10.5902 | 72.5373 | 1.685 | 60.0915 | 0 | 0
532 | 34.5636 | 0.28748 | 0.096579 | 0.83157 | 0.061208 | 0.2116 | 19.624 | 0.91114 | 0.92977 | 0.02675 | 1.5189 | 1.6741 | 11.9955 | 3.7107 | 1.4351 | 0.95687 | 0.14402 | 0.067778 | 7.214 | 0.83626 | 0.86736 | 10.9477 | 7.3514 | 12.8446 | 2.139 | -0.094253 | 22.3209 | 1353.9231 | 10.6637 | 76.4732 | 1.9097 | 63.0915 | 0 | 0
533 | 25.948 | 0.31024 | 0.073195 | 0.90051 | 0.06367 | 0.2133 | 16.3406 | 0.92039 | 0.92494 | 0.17405 | 1.092 | 1.337 | 12.1773 | 2.5748 | 2.1441 | 0.86374 | 0.94344 | 0.034288 | 7.2348 | 0.80276 | 0.89752 | 12.9945 | 9.2808 | 8.02 | 2.0048 | 0.0018537 | 25.9086 | 1234.4125 | 15.2035 | 72.9719 | 1.4729 | 60.0915 | 0 | 0
534 | 25.4284 | 0.31761 | 0.071257 | 0.89592 | 0.065097 | 0.20712 | 27.1719 | 0.89167 | 0.96681 | 0.23013 | 1.1021 | 1.3733 | 15.9288 | 0.66799 | 2.872 | 1.934 | 0.83891 | 0.060095 | 6.9775 | 0.77851 | 0.86996 | 6.2692 | 9.01 | 10.0263 | 2.219 | 0.17028 | 25.2574 | 1244.614 | 14.3161 | 72.9111 | 1.6226 | 60.0915 | 0 | 0
535 | 15.1344 | 0.28174 | 0.074186 | 0.87574 | 0.040363 | 0.20952 | 24.2856 | 0.92466 | 0.93103 | 0.12063 | 1.0157 | 1.3365 | 13.4981 | 2.2253 | 3.1648 | 1.7704 | 1.0042 | 0.070177 | 8.7107 | 0.80525 | 0.82908 | 11.4696 | 9.2762 | 12.9293 | 2.1509 | 0.086416 | 26.9759 | 1229.2348 | 15.7139 | 73.9719 | 1.8602 | 60.0915 | 0 | 0
536 | 18.508 | 0.27983 | 0.10278 | 0.87615 | 0.046761 | 0.23231 | 21.9998 | 0.91283 | 0.96082 | 0.063578 | 1.4129 | 1.5065 | 10.749 | 4.1102 | 3.6272 | 0.98279 | 0.51359 | 0.053997 | 6.6145 | 0.73454 | 0.89994 | 10.142 | 7.2907 | 10.6342 | 2.1402 | 0.35203 | 22.5075 | 1231.3101 | 11.4503 | 73.3144 | 1.6742 | 60.0915 | 0 | 0
537 | 34.2417 | 0.30947 | 0.086469 | 0.81284 | 0.044202 | 0.22344 | 15.9626 | 0.91358 | 0.94915 | 0.41634 | 0.98662 | 1.7956 | 12.9414 | 4.2655 | 2.3443 | 1.2854 | 0.48342 | 0.070509 | 8.6032 | 0.82854 | 0.86034 | 11.051 | 9.6158 | 10.337 | 2.0433 | -0.041547 | 26.6907 | 1317.3765 | 15.4631 | 74.1944 | 1.6662 | 60.0915 | 0 | 0
538 | 22.0038 | 0.33665 | 0.1026 | 0.8035 | 0.049019 | 0.20655 | 19.002 | 0.89779 | 0.93369 | 0.095457 | 1.1666 | 1.6887 | 9.1526 | 2.6404 | 2.2825 | 1.2832 | 0.41049 | 0.040016 | 8.8969 | 0.82312 | 0.85022 | 10.3071 | 7.067 | 13.1222 | 2.0545 | -0.20034 | 25 | 1217.5499 | 13.956 | 72.3503 | 1.8437 | 60.0915 | 0 | 0
539 | 27.8632 | 0.29422 | 0.063179 | 0.84699 | 0.055233 | 0.19296 | 21.8677 | 0.91329 | 0.93535 | 0.30002 | 1.2402 | 1.5304 | 7.7445 | 2.3792 | 1.0515 | 1.9855 | 0.15164 | 0.074607 | 6.5744 | 0.72632 | 0.83067 | 12.7685 | 6.2681 | 11.9587 | 2.2596 | 0.42984 | 24.1284 | 1265.8112 | 12.9467 | 73.7408 | 1.7814 | 60.0915 | 0 | 0
540 | 21.8272 | 0.27326 | 0.083485 | 0.86993 | 0.051933 | 0.19084 | 19.8822 | 0.93836 | 0.93618 | 0.17288 | 1.4176 | 1.3196 | 12.6359 | 3.5835 | 3.0977 | 1.2023 | 0.98851 | 0.056497 | 7.2732 | 0.83866 | 0.85041 | 8.9199 | 9.8376 | 11.3451 | 2.0298 | -0.0085175 | 22.8527 | 1267.2672 | 11.5486 | 74.7916 | 1.7634 | 63.0915 | 0 | 0
541 | 28.7208 | 0.32316 | 0.069731 | 0.88738 | 0.03634 | 0.20077 | 14.6105 | 0.85473 | 0.949 | 0.054226 | 1.0426 | 1.1844 | 10.4251 | 4.6265 | 2.6016 | 1.1841 | 0.51732 | 0.062188 | 6.9855 | 0.78211 | 0.82044 | 7.2667 | 8.0144 | 14.2355 | 2.0973 | 0.095032 | 26.5623 | 1264.8331 | 15.242 | 73.4337 | 1.9486 | 60.0915 | 0 | 0
542 | 10.9477 | 0.31981 | 0.097118 | 0.88745 | 0.06978 | 0.20232 | 26.1813 | 0.91637 | 0.93551 | 0.11386 | 1.4259 | 1.4611 | 8.4472 | 1.7059 | 1.6119 | 1.0212 | 1.0141 | 0.05893 | 8.8584 | 0.81004 | 0.83324 | 6.5653 | 7.5301 | 11.9187 | 2.0902 | -0.0184 | 22.531 | 1180.9979 | 11.6696 | 72.0373 | 1.7489 | 60.0915 | 0 | 0
543 | 23.4683 | 0.3146 | 0.092489 | 0.91227 | 0.050915 | 0.19769 | 13.0287 | 0.90855 | 0.95007 | 0.30355 | 1.5358 | 1.3349 | 13.6913 | 2.2542 | 3.1098 | 1.711 | 0.14294 | 0.073179 | 9.2837 | 0.79521 | 0.90092 | 7.2069 | 8.0293 | 9.0133 | 1.8911 | 0.065405 | 21.1591 | 1230.974 | 10.3205 | 72.6236 | 1.5423 | 60.0915 | 0 | 0
544 | 28.5516 | 0.2636 | 0.10892 | 0.90756 | 0.045284 | 0.1984 | 19.6209 | 0.80189 | 0.92953 | 0.24515 | 0.98959 | 1.2795 | 9.5756 | 2.1847 | 0.6518 | 1.7032 | 0.76859 | 0.054855 | 6.9671 | 0.76619 | 0.86423 | 10.4653 | 9.4645 | 13.1608 | 2.2761 | 0.18595 | 27.6099 | 1338.4088 | 15.7783 | 77.0591 | 1.9463 | 63.0915 | 0 | 0
545 | 18.9117 | 0.27424 | 0.1064 | 0.9053 | 0.067238 | 0.20361 | 11.9794 | 0.85899 | 0.94318 | 0.34773 | 1.3081 | 1.5331 | 10.1074 | 1.4709 | 2.6228 | 0.79523 | 0.7653 | 0.032051 | 9.0493 | 0.79146 | 0.91213 | 12.6355 | 7.7126 | 12.8705 | 1.9183 | 0.026516 | 23.1339 | 1232.779 | 11.8807 | 73.3624 | 1.844 | 60.0915 | 0 | 0
546 | 22.0296 | 0.32853 | 0.11675 | 0.87756 | 0.042981 | 0.20794 | 14.0803 | 0.83611 | 0.91226 | 0.36834 | 1.3378 | 1.7509 | 10.7163 | 1.187 | 1.7214 | 0.76513 | 1.1744 | 0.036065 | 7.622 | 0.76033 | 0.82156 | 10.8457 | 8.8857 | 9.387 | 2.0642 | 0.10386 | 22.6024 | 1219.6355 | 11.8013 | 72.4955 | 1.5685 | 60.0915 | 0 | 0
547 | 17.7207 | 0.2958 | 0.11428 | 0.88715 | 0.055931 | 0.18379 | 22.7424 | 0.83457 | 0.94326 | 0.375 | 1.2497 | 1.7554 | 9.5231 | 1.3117 | 1.4096 | 0.5106 | 1.1695 | 0.061145 | 6.7813 | 0.72319 | 0.81317 | 8.5314 | 8.6306 | 15.8251 | 2.2366 | 0.3586 | 24.1879 | 1222.1457 | 12.7849 | 72.9244 | 2.0577 | 60.0915 | 0 | 0
548 | 29.8378 | 0.32701 | 0.10577 | 0.88615 | 0.055137 | 0.22936 | 20.8451 | 0.87894 | 0.9238 | 0.013829 | 1.0179 | 1.5291 | 12.225 | 3.2914 | 1.9339 | 1.9437 | 0.055988 | 0.063897 | 6.8656 | 0.81838 | 0.87291 | 9.7515 | 8.1966 | 11.3074 | 2.1278 | -0.13159 | 26.8009 | 1258.0607 | 15.823 | 73.2761 | 1.7246 | 60.0915 | 0 | 0
549 | 13.8188 | 0.26598 | 0.085473 | 0.89908 | 0.048845 | 0.23613 | 19.5628 | 0.85306 | 0.95455 | 0.2265 | 1.4661 | 1.712 | 12.7152 | 0.8515 | 2.3478 | 1.0259 | 0.92994 | 0.057688 | 8.5128 | 0.83614 | 0.85289 | 6.4832 | 8.231 | 13.8102 | 2.0175 | -0.10743 | 22.1091 | 1245.3922 | 10.6079 | 74.3145 | 1.9438 | 63.0915 | 0 | 0
550 | 32.2031 | 0.31331 | 0.1054 | 0.91772 | 0.0344 | 0.21045 | 16.4897 | 0.91677 | 0.9279 | 0.19989 | 1.2041 | 1.1445 | 11.7911 | 2.5204 | 0.86973 | 1.2198 | 0.82776 | 0.079244 | 8.0179 | 0.77729 | 0.80541 | 11.907 | 6.1638 | 12.8164 | 2.0826 | 0.27347 | 24.4512 | 1298.5929 | 13.1113 | 74.4339 | 1.8694 | 63.0915 | 0 | 0
551 | 16.7912 | 0.2822 | 0.098147 | 0.91328 | 0.03858 | 0.1895 | 16.6929 | 0.93488 | 0.94264 | 0.41485 | 1.2998 | 1.3245 | 12.0172 | 4.1872 | 1.4616 | 0.49804 | 0.96499 | 0.076702 | 9.2548 | 0.74325 | 0.90014 | 10.6355 | 9.9142 | 14.1639 | 1.9871 | 0.35985 | 23.1683 | 1224.8138 | 11.8392 | 73.2117 | 1.9392 | 60.0915 | 0 | 0
552 | 24.4279 | 0.30201 | 0.11406 | 0.86524 | 0.040794 | 0.21144 | 17.7157 | 0.88652 | 0.94075 | 0.50813 | 1.1375 | 1.476 | 7.6684 | 2.0243 | 2.086 | 1.7432 | 0.81438 | 0.027965 | 8.2571 | 0.84389 | 0.88309 | 10.0563 | 7.8314 | 12.517 | 1.974 | -0.16512 | 24.533 | 1257.7743 | 13.2333 | 73.6501 | 1.8225 | 60.0915 | 0 | 0
553 | 15.7261 | 0.34345 | 0.064914 | 0.87504 | 0.046894 | 0.19604 | 16.9899 | 0.86276 | 0.90976 | 0.014239 | 1.4414 | 1.865 | 10.7908 | 2.7158 | 1.0867 | 0.455 | 0.16353 | 0.054932 | 6.4306 | 0.84421 | 0.7867 | 9.9935 | 8.7034 | 10.0192 | 2.0163 | -0.27442 | 22.3784 | 1198.0492 | 11.6086 | 72.5418 | 1.6163 | 60.0915 | 0 | 0
554 | 30.2908 | 0.33532 | 0.10162 | 0.82317 | 0.074112 | 0.19938 | 24.2463 | 0.77805 | 0.9513 | 0.14779 | 1.5593 | 1.2377 | 9.449 | 2.7916 | 2.1346 | 1.8636 | 0.79742 | 0.059748 | 9.3694 | 0.7478 | 0.85869 | 9.004 | 9.0973 | 15.3976 | 2.3778 | 0.044423 | 21.6188 | 1250.5211 | 10.4033 | 72.2908 | 2.0123 | 60.0915 | 0 | 0
555 | 20.4018 | 0.36757 | 0.11164 | 0.89817 | 0.058043 | 0.22046 | 20.3588 | 0.9082 | 0.90951 | 0.22888 | 1.3425 | 1.4289 | 9.8708 | 2.3945 | 2.4225 | 1.9213 | 0.73121 | 0.041736 | 9.741 | 0.8596 | 0.8519 | 10.5186 | 9.6358 | 15.8959 | 1.9614 | -0.31071 | 23.7172 | 1194.3724 | 12.6312 | 71.8494 | 2.0397 | 60.0915 | 0 | 0
556 | 30.5351 | 0.2947 | 0.10431 | 0.86803 | 0.046858 | 0.19323 | 18.184 | 0.78719 | 0.95351 | 0.061799 | 1.2191 | 1.4018 | 10.0783 | 2.6331 | 0.65817 | 0.83516 | 0.52172 | 0.029686 | 9.4591 | 0.75831 | 0.87865 | 8.5417 | 8.0752 | 8.6591 | 2.2408 | 0.079077 | 23.9138 | 1283.9842 | 12.9365 | 73.8109 | 1.5322 | 60.0915 | 0 | 0
557 | 28.3015 | 0.3752 | 0.088794 | 0.89055 | 0.068293 | 0.23753 | 13.9702 | 0.85815 | 0.94949 | 0.11886 | 1.2654 | 1.7647 | 11.7107 | 2.3397 | 3.8041 | 1.576 | 0.5842 | 0.078327 | 6.9356 | 0.80808 | 0.8622 | 11.2471 | 8.392 | 15.139 | 1.9707 | -0.13025 | 23.8608 | 1225.1801 | 12.7867 | 71.5445 | 1.9771 | 60.0915 | 0 | 0
558 | 27.4732 | 0.33363 | 0.096412 | 0.84726 | 0.074759 | 0.20387 | 23.6985 | 0.86466 | 0.94796 | 0.81322 | 1.4142 | 1.2215 | 12.2515 | 3.3653 | 2.6296 | 0.75858 | 0.70558 | 0.023395 | 6.9592 | 0.80455 | 0.85829 | 11.3207 | 9.7619 | 12.1771 | 2.1444 | 0.017934 | 22.4341 | 1251.5915 | 11.2928 | 72.6725 | 1.7799 | 60.0915 | 0 | 0
559 | 13.9317 | 0.37434 | 0.085144 | 0.86625 | 0.057693 | 0.20614 | 13.1368 | 0.83415 | 0.94952 | 0.38552 | 1.295 | 1.3258 | 12.1457 | 3.6852 | 2.6886 | 1.5422 | 0.44041 | 0.074285 | 6.3664 | 0.84386 | 0.78264 | 9.6882 | 7.0468 | 10.5596 | 1.8881 | -0.26357 | 22.6233 | 1183.7503 | 11.8337 | 71.3517 | 1.6372 | 60.0915 | 0 | 0
560 | 16.2268 | 0.29681 | 0.11646 | 0.84698 | 0.045975 | 0.23474 | 27.1499 | 0.87982 | 0.92889 | 0.20475 | 1.1513 | 1.5497 | 11.0757 | 3.7297 | 1.3527 | 1.4466 | 1.072 | 0.077223 | 8.5309 | 0.80734 | 0.85683 | 11.2927 | 9.007 | 8.0866 | 2.1964 | -0.067937 | 24.9161 | 1219.402 | 14.1129 | 73.246 | 1.4815 | 60.0915 | 0 | 0
561 | 25.4501 | 0.36795 | 0.10349 | 0.88688 | 0.050834 | 0.1921 | 14.8468 | 0.88851 | 0.94895 | 0.34599 | 1.1166 | 1.4665 | 9.0839 | 3.8787 | 1.0746 | 0.58745 | 0.4937 | 0.030187 | 9.9946 | 0.79524 | 0.8478 | 5.9659 | 8.2851 | 12.0906 | 1.9592 | 0.021238 | 24.9713 | 1221.3888 | 14.0368 | 71.7486 | 1.7567 | 60.0915 | 0 | 0
562 | 22.5528 | 0.26288 | 0.086703 | 0.89398 | 0.039065 | 0.24309 | 17.1577 | 0.8443 | 0.96573 | 0.19832 | 1.2693 | 1.7344 | 11.5515 | 2.6977 | 2.5983 | 0.64011 | 0.67928 | 0.025544 | 9.9687 | 0.73588 | 0.84574 | 10.7864 | 8.6518 | 8.1601 | 2.1546 | 0.3738 | 23.0641 | 1276.5819 | 11.9239 | 74.5982 | 1.5149 | 63.0915 | 0 | 0
563 | 29.9063 | 0.35555 | 0.088194 | 0.85404 | 0.054368 | 0.19526 | 26.4683 | 0.85405 | 0.96304 | 0.11783 | 1.3876 | 1.4375 | 9.9161 | 2.5814 | 2.1344 | 1.7257 | 1.0479 | 0.031923 | 8.2068 | 0.85607 | 0.83545 | 9.4576 | 6.239 | 11.0983 | 2.1888 | -0.27374 | 22.6262 | 1268.0523 | 11.5801 | 73.1094 | 1.7056 | 60.0915 | 0 | 0
564 | 23.8064 | 0.34279 | 0.069798 | 0.89639 | 0.050608 | 0.1956 | 19.8451 | 0.92155 | 0.93703 | 0.61004 | 1.3517 | 1.1649 | 13.1938 | 1.4156 | 3.9744 | 1.1659 | 0.65453 | 0.033218 | 6.8235 | 0.80395 | 0.87359 | 13.2476 | 6.6 | 15.1065 | 2.0041 | 0.048877 | 22.8459 | 1221.4987 | 11.6358 | 72.1504 | 1.987 | 60.0915 | 0 | 0
565 | 22.0762 | 0.30884 | 0.098679 | 0.89047 | 0.062166 | 0.22801 | 19.954 | 0.8618 | 0.9428 | 0.040032 | 1.2752 | 1.203 | 7.7047 | 3.5048 | 3.4532 | 0.84985 | 0.66675 | 0.047966 | 7.3291 | 0.76669 | 0.86098 | 10.2014 | 7.2702 | 15.3126 | 2.1374 | 0.11828 | 24.0982 | 1223.9502 | 12.8452 | 72.7861 | 2.016 | 60.0915 | 0 | 0
566 | 26.5181 | 0.27711 | 0.079875 | 0.90713 | 0.051626 | 0.20841 | 26.6408 | 0.91692 | 0.93265 | 0.038312 | 1.2744 | 1.5995 | 14.7871 | 0.8613 | 2.7731 | 0.69262 | 1.1811 | 0.077687 | 6.2527 | 0.76224 | 0.79299 | 9.5819 | 8.2691 | 14.2212 | 2.3045 | 0.37777 | 24.5057 | 1287.0681 | 12.9774 | 75.1743 | 1.9925 | 63.0915 | 0 | 0
567 | 30.0155 | 0.28709 | 0.093842 | 0.90645 | 0.041893 | 0.23793 | 18.2258 | 0.83476 | 0.9441 | 0.19515 | 1.0245 | 1.4741 | 11.0478 | 4.0033 | 1.0104 | 1.3686 | 0.1087 | 0.066434 | 8.5768 | 0.81464 | 0.88156 | 10.1578 | 9.487 | 11.0946 | 2.1195 | -0.06485 | 26.6862 | 1297.5865 | 15.4006 | 74.5675 | 1.7403 | 63.0915 | 0 | 0
568 | 24.2307 | 0.27748 | 0.097325 | 0.85645 | 0.04977 | 0.18589 | 20.1699 | 0.92228 | 0.94419 | 0.29869 | 1.0199 | 1.778 | 10.4333 | 1.5729 | 0.55956 | 1.3915 | 0.60553 | 0.059827 | 6.9064 | 0.82442 | 0.81928 | 6.7731 | 9.2312 | 13.0396 | 2.0884 | 0.084791 | 26.9619 | 1285.2785 | 15.431 | 75.0092 | 1.898 | 63.0915 | 0 | 0
569 | 19.3168 | 0.3238 | 0.10078 | 0.8951 | 0.056691 | 0.19696 | 16.523 | 0.90426 | 0.95129 | 0.029962 | 1.032 | 1.4601 | 11.1005 | 1.655 | 1.186 | 1.444 | 0.1805 | 0.048978 | 7.1331 | 0.85191 | 0.79788 | 10.9593 | 7.285 | 8.4046 | 1.9465 | -0.10716 | 26.3176 | 1230.1123 | 15.4588 | 73.319 | 1.506 | 60.0915 | 0 | 0
570 | 17.989 | 0.33511 | 0.092125 | 0.86577 | 0.063723 | 0.2348 | 22.3319 | 0.90368 | 0.94608 | 0.42099 | 1.2768 | 1.579 | 10.2908 | 4.3334 | 2.2217 | 1.9375 | 0.44911 | 0.042775 | 6.155 | 0.8728 | 0.80269 | 12.3017 | 8.3972 | 9.1655 | 2.0037 | -0.20597 | 23.561 | 1222.5546 | 12.6579 | 72.937 | 1.5582 | 60.0915 | 0 | 0
571 | 21.2913 | 0.33088 | 0.084472 | 0.88258 | 0.054491 | 0.213 | 25.6362 | 0.89928 | 0.95337 | 0.55443 | 1.0525 | 1.127 | 9.737 | 1.6808 | 2.8422 | 0.96449 | 1.1329 | 0.068065 | 6.4394 | 0.83544 | 0.78149 | 13.4435 | 8.9118 | 15.1865 | 2.1283 | 0.033297 | 25.9339 | 1243.0823 | 14.4759 | 73.4176 | 2.0204 | 60.0915 | 0 | 0
572 | 16.0137 | 0.28354 | 0.082004 | 0.87117 | 0.055186 | 0.19516 | 23.9796 | 0.81873 | 0.91947 | 0.11104 | 1.2656 | 1.1543 | 9.7047 | 3.9581 | 3.4597 | 1.4386 | 1.0231 | 0.050317 | 7.8961 | 0.83885 | 0.88692 | 9.3154 | 9.5849 | 10.9569 | 2.1653 | -0.38271 | 23.9813 | 1216.4214 | 12.9928 | 73.353 | 1.6998 | 60.0915 | 0 | 0
573 | 18.4244 | 0.33337 | 0.079255 | 0.89082 | 0.060842 | 0.21396 | 27.5631 | 0.86293 | 0.94438 | 0.42354 | 1.4295 | 1.7018 | 12.166 | 2.6344 | 0.60749 | 1.4212 | 0.55447 | 0.05898 | 7.6434 | 0.82532 | 0.8313 | 10.8271 | 6.7611 | 11.9667 | 2.168 | -0.096966 | 22.4593 | 1213.603 | 11.4391 | 72.4878 | 1.7601 | 60.0915 | 0 | 0
574 | 15.807 | 0.30845 | 0.092117 | 0.88517 | 0.068018 | 0.22688 | 17.9548 | 0.87768 | 0.96249 | 0.24971 | 0.9708 | 1.2798 | 11.1634 | 3.7625 | 2.2724 | 0.44701 | 0.087217 | 0.058659 | 7.9263 | 0.81668 | 0.80261 | 14.3166 | 9.5404 | 13.2851 | 2.0113 | 0.019394 | 27.0268 | 1219.0109 | 15.7965 | 72.9547 | 1.868 | 60.0915 | 0 | 0
575 | 20.0609 | 0.26994 | 0.10217 | 0.87841 | 0.047942 | 0.19922 | 19.9951 | 0.79933 | 0.94882 | 0.12373 | 1.5445 | 1.1819 | 11.653 | 2.902 | 2.3718 | 1.0335 | 0.93776 | 0.067395 | 6.5152 | 0.77302 | 0.89924 | 5.544 | 7.793 | 15.0185 | 2.1867 | 0.035043 | 21.8603 | 1247.182 | 10.3724 | 73.9683 | 2.019 | 60.0915 | 0 | 0
576 | 22.4538 | 0.31385 | 0.073777 | 0.82196 | 0.051865 | 0.21532 | 13.7669 | 0.90008 | 0.93342 | 0.10999 | 1.3794 | 1.344 | 12.7609 | 4.7241 | 3.6339 | 0.60425 | 0.70158 | 0.078418 | 7.7012 | 0.77659 | 0.8705 | 9.4061 | 6.2822 | 15.7178 | 2.0134 | 0.029953 | 22.9038 | 1218.7111 | 11.6608 | 72.4101 | 2.0379 | 60.0915 | 0 | 0
577 | 17.5177 | 0.35668 | 0.09577 | 0.83786 | 0.065982 | 0.19168 | 19.1341 | 0.85225 | 0.94727 | 0.089478 | 0.94257 | 1.6406 | 9.1989 | 3.7942 | 2.8407 | 1.7732 | 0.74482 | 0.045389 | 9.8402 | 0.77759 | 0.80789 | 5.4926 | 9.661 | 11.026 | 2.1207 | -0.006341 | 27.5742 | 1185.977 | 16.8343 | 71.3041 | 1.6712 | 60.0915 | 0 | 0
578 | 22.9883 | 0.28092 | 0.084877 | 0.89483 | 0.036232 | 0.20496 | 21.1885 | 0.92184 | 0.90673 | 0.37294 | 1.062 | 1.2462 | 8.997 | 2.3171 | 1.0408 | 1.4948 | 1.1291 | 0.071257 | 9.9111 | 0.78698 | 0.89484 | 10.5132 | 6.3203 | 10.4205 | 2.1212 | 0.12205 | 26.4183 | 1249.1418 | 15.3477 | 74.112 | 1.6705 | 60.0915 | 0 | 0
579 | 23.363 | 0.36693 | 0.098813 | 0.88534 | 0.042671 | 0.18976 | 20.7782 | 0.7755 | 0.92222 | 0.3018 | 1.4566 | 1.6598 | 13.3549 | 3.2539 | 2.9136 | 1.9066 | 0.19495 | 0.070701 | 8.9551 | 0.77455 | 0.85177 | 8.2424 | 6.191 | 12.3419 | 2.2034 | -0.1301 | 22.1712 | 1204.0759 | 11.3235 | 71.4733 | 1.7697 | 60.0915 | 0 | 0
580 | 29.4449 | 0.30095 | 0.095677 | 0.85783 | 0.052 | 0.18847 | 16.271 | 0.80211 | 0.93676 | 0.2172 | 0.96279 | 1.2354 | 12.6771 | 0.93946 | 1.6091 | 1.5231 | 0.49016 | 0.034741 | 7.3631 | 0.81952 | 0.84612 | 13.0611 | 9.7103 | 8.0593 | 2.1391 | -0.18806 | 27.4917 | 1281.3232 | 16.526 | 74.0964 | 1.4908 | 60.0915 | 0 | 0
581 | 17.7411 | 0.33227 | 0.099127 | 0.88456 | 0.043312 | 0.19811 | 18.2485 | 0.81325 | 0.94006 | 0.10469 | 1.4213 | 1.3822 | 15.2914 | 2.043 | 3.2978 | 1.7472 | 0.64477 | 0.045147 | 7.2043 | 0.80284 | 0.87331 | 8.5465 | 9.5453 | 11.4588 | 2.0526 | -0.21705 | 22.3015 | 1196.0913 | 11.4507 | 71.8227 | 1.7117 | 60.0915 | 0 | 0
582 | 20.5976 | 0.33101 | 0.11534 | 0.886 | 0.049088 | 0.22421 | 22.0511 | 0.88734 | 0.95192 | 0.20561 | 1.0405 | 1.4165 | 8.3995 | 3.2022 | 1.7145 | 0.85987 | 0.41302 | 0.029283 | 6.3718 | 0.78286 | 0.85609 | 9.3719 | 9.6441 | 10.3055 | 2.0968 | 0.08644 | 26.1533 | 1216.0906 | 15.2837 | 72.3216 | 1.6344 | 60.0915 | 0 | 0
583 | 17.1225 | 0.32335 | 0.10456 | 0.87056 | 0.058971 | 0.21954 | 28.5983 | 0.89894 | 0.95974 | 0.25366 | 1.5211 | 1.3128 | 13.7566 | 3.1525 | 1.2742 | 0.6248 | 1.1312 | 0.058067 | 6.0033 | 0.79362 | 0.76897 | 5.5983 | 9.226 | 9.7656 | 2.2015 | 0.17586 | 21.428 | 1222.9235 | 10.4711 | 73.0554 | 1.6053 | 60.0915 | 0 | 0
584 | 21.8135 | 0.32929 | 0.084983 | 0.82883 | 0.057206 | 0.20247 | 21.3678 | 0.91239 | 0.94766 | 0.24443 | 1.0153 | 1.4762 | 10.4763 | 3.5499 | 1.5899 | 1.0676 | 0.29697 | 0.024828 | 9.8824 | 0.79496 | 0.87442 | 9.4986 | 7.3997 | 11.1945 | 2.0971 | -0.0059393 | 26.4097 | 1214.9285 | 15.5135 | 72.108 | 1.6964 | 60.0915 | 0 | 0
585 | 32.9174 | 0.28023 | 0.10588 | 0.89961 | 0.055509 | 0.19286 | 17.8443 | 0.87089 | 0.9141 | 0.35253 | 1.3562 | 1.4307 | 10.3167 | 3.4536 | 3.9027 | 0.94227 | 0.95169 | 0.076889 | 9.7752 | 0.73371 | 0.86682 | 12.7612 | 6.6105 | 12.0256 | 2.2156 | 0.38937 | 23.3711 | 1333.0686 | 11.8423 | 76.009 | 1.8366 | 63.0915 | 0 | 0
586 | 32.3117 | 0.30864 | 0.08109 | 0.9069 | 0.052432 | 0.20433 | 17.0007 | 0.8493 | 0.9305 | 0.74077 | 1.0715 | 1.5652 | 13.9305 | 2.0826 | 2.8065 | 0.94348 | 1.1587 | 0.065647 | 6.6213 | 0.75393 | 0.79389 | 12.3824 | 6.9853 | 15.4344 | 2.1693 | 0.33934 | 25.8863 | 1299.666 | 14.2939 | 74.1354 | 2.054 | 60.0915 | 0 | 0
587 | 20.802 | 0.36434 | 0.094571 | 0.8979 | 0.054549 | 0.24139 | 19.5075 | 0.79249 | 0.95231 | 0.21814 | 1.325 | 1.2966 | 7.1958 | 1.5312 | 2.882 | 0.60666 | 0.56186 | 0.065004 | 7.8923 | 0.7872 | 0.81008 | 10.0143 | 7.811 | 9.5316 | 2.1297 | -0.058746 | 22.5304 | 1204.3793 | 11.8124 | 71.6968 | 1.5672 | 60.0915 | 0 | 0
588 | 26.5779 | 0.35069 | 0.084003 | 0.87536 | 0.072327 | 0.20589 | 18.3995 | 0.89942 | 0.94683 | 0.027342 | 1.0278 | 1.685 | 6.9924 | 3.0727 | 3.0957 | 1.6724 | 0.69871 | 0.024638 | 6.4004 | 0.79246 | 0.89793 | 10.7987 | 9.4709 | 14.7024 | 2.0517 | -0.041905 | 26.6513 | 1216.5811 | 15.6368 | 71.6205 | 1.9468 | 60.0915 | 0 | 0
589 | 27.9287 | 0.29429 | 0.094758 | 0.88062 | 0.055577 | 0.22366 | 19.5425 | 0.80436 | 0.95803 | 0.14296 | 1.1359 | 1.4935 | 10.018 | 4.1775 | 3.2279 | 0.74893 | 0.56995 | 0.056836 | 7.7761 | 0.78854 | 0.8305 | 13.0661 | 8.0357 | 10.3201 | 2.2145 | 0.044046 | 25.2011 | 1280.8869 | 14.0223 | 74.1949 | 1.6645 | 60.0915 | 0 | 0
590 | 13.8695 | 0.31784 | 0.080708 | 0.84098 | 0.059467 | 0.2355 | 20.7237 | 0.88182 | 0.9372 | 0.21284 | 1.1567 | 1.6458 | 5.4263 | 3.2114 | 3.0395 | 0.52439 | 0.5044 | 0.055976 | 8.7527 | 0.77226 | 0.80596 | 8.3579 | 7.5499 | 10.3828 | 2.1283 | 0.10534 | 24.858 | 1193.8308 | 14.0338 | 72.1406 | 1.6368 | 60.0915 | 0 | 0
591 | 21.3039 | 0.36003 | 0.081441 | 0.83744 | 0.050841 | 0.21026 | 19.304 | 0.90377 | 0.94913 | 0.11775 | 1.1726 | 1.7251 | 9.6954 | 3.5216 | 1.4511 | 0.46712 | 0.95584 | 0.036917 | 8.488 | 0.79783 | 0.84452 | 11.8994 | 6.7349 | 8.9574 | 2.0467 | -0.040129 | 23.8863 | 1202.2671 | 13.2503 | 71.5595 | 1.5226 | 60.0915 | 0 | 0
592 | 20.3514 | 0.37249 | 0.098056 | 0.88657 | 0.042623 | 0.19722 | 22.1178 | 0.90336 | 0.91688 | 0.1239 | 1.031 | 1.6255 | 8.8911 | 4.8266 | 3.6142 | 0.80659 | 0.74729 | 0.022366 | 8.4445 | 0.80827 | 0.9084 | 11.3365 | 9.8926 | 8.1792 | 2.0501 | -0.19985 | 26.0489 | 1177.4619 | 15.6704 | 70.9217 | 1.4578 | 60.0915 | 0 | 0
593 | 15.9388 | 0.25588 | 0.065317 | 0.862 | 0.065599 | 0.18542 | 20.5497 | 0.91305 | 0.92918 | 0.46905 | 0.9569 | 1.2148 | 11.7094 | 3.0696 | 0.5449 | 1.1541 | 0.55277 | 0.070243 | 6.4506 | 0.80953 | 0.82986 | 9.5328 | 7.7695 | 9.9176 | 2.1044 | 0.11933 | 27.9246 | 1253.819 | 16.6977 | 74.7904 | 1.6528 | 63.0915 | 0 | 0
594 | 25.0797 | 0.29086 | 0.10026 | 0.83455 | 0.062024 | 0.21057 | 21.9866 | 0.81431 | 0.92969 | 0.11729 | 0.94662 | 1.8378 | 6.8873 | 2.5087 | 2.9362 | 0.6062 | 0.97215 | 0.074683 | 6.0796 | 0.77324 | 0.82168 | 13.7761 | 9.3333 | 13.171 | 2.3225 | 0.056836 | 28.2142 | 1259.5021 | 16.9144 | 73.9711 | 1.8786 | 60.0915 | 0 | 0
595 | 14.7637 | 0.35381 | 0.083831 | 0.83971 | 0.051243 | 0.18682 | 21.7585 | 0.80311 | 0.9398 | 0.17818 | 1.327 | 1.3905 | 12.9722 | 3.2242 | 0.83636 | 1.4658 | 1.1827 | 0.023562 | 6.8524 | 0.77482 | 0.91159 | 10.8827 | 9.4155 | 8.666 | 2.1427 | -0.24832 | 22.2638 | 1157.3566 | 11.8711 | 70.201 | 1.4832 | 60.0915 | 0 | 0
596 | 27.4327 | 0.32803 | 0.065562 | 0.87592 | 0.032539 | 0.19025 | 25.1709 | 0.89583 | 0.94402 | 0.2853 | 0.9758 | 1.1974 | 11.861 | 3.0799 | 2.4184 | 0.72612 | 0.42617 | 0.035088 | 7.3555 | 0.72982 | 0.88179 | 10.8319 | 7.8848 | 11.5439 | 2.2814 | 0.32537 | 26.772 | 1243.2006 | 15.7903 | 72.6089 | 1.731 | 60.0915 | 0 | 0
597 | 20.6839 | 0.30385 | 0.099828 | 0.86159 | 0.040964 | 0.18802 | 20.5234 | 0.81594 | 0.94834 | 0.17465 | 1.3403 | 1.8063 | 12.35 | 2.7317 | 3.8094 | 0.63573 | 1.1236 | 0.048203 | 8.8109 | 0.8308 | 0.8601 | 9.6639 | 7.4296 | 9.4396 | 2.106 | -0.26011 | 22.7053 | 1239.1718 | 11.7176 | 73.3486 | 1.5846 | 60.0915 | 0 | 0
598 | 15.0057 | 0.31618 | 0.066949 | 0.83821 | 0.059194 | 0.18236 | 16.3011 | 0.82439 | 0.93485 | 0.25939 | 0.96895 | 1.5504 | 8.5619 | 2.8499 | 3.6164 | 1.2666 | 0.34107 | 0.05445 | 7.4309 | 0.78374 | 0.7909 | 7.8216 | 8.4549 | 10.4873 | 2.118 | -0.017805 | 27.4041 | 1202.0139 | 16.5154 | 72.3613 | 1.6483 | 60.0915 | 0 | 0
599 | 24.446 | 0.38324 | 0.07483 | 0.8912 | 0.0502 | 0.18739 | 16.9439 | 0.90992 | 0.95473 | 0.2018 | 1.0021 | 1.5941 | 13.0636 | 2.4664 | 3.0147 | 0.50943 | 0.37741 | 0.06003 | 6.9214 | 0.84152 | 0.87026 | 9.1858 | 8.366 | 12.9081 | 1.9257 | -0.1957 | 26.4576 | 1209.6536 | 15.5447 | 71.3954 | 1.8104 | 60.0915 | 0 | 0
600 | 12.6252 | 0.3043 | 0.080863 | 0.89234 | 0.046832 | 0.24926 | 18.8605 | 0.91879 | 0.93814 | 0.082475 | 1.4438 | 1.6758 | 14.0164 | 0.958 | 0.93566 | 1.5185 | 0.48433 | 0.044651 | 6.3616 | 0.81493 | 0.8339 | 14.6643 | 6.6963 | 14.8747 | 1.9778 | -0.0057236 | 22.6882 | 1202.5513 | 11.4454 | 72.7917 | 1.9832 | 60.0915 | 0 | 0
601 | 29.5642 | 0.31374 | 0.10797 | 0.86041 | 0.041581 | 0.20156 | 20.1038 | 0.87784 | 0.9413 | 0.027986 | 1.2305 | 1.5674 | 12.7538 | 3.2856 | 3.6982 | 1.8713 | 0.76913 | 0.034517 | 7.6988 | 0.79468 | 0.82339 | 7.8869 | 8.9399 | 12.8487 | 2.1711 | 0.069379 | 24.2694 | 1279.2879 | 12.9825 | 74.016 | 1.8548 | 60.0915 | 0 | 0
602 | 27.2243 | 0.33397 | 0.1049 | 0.90901 | 0.063508 | 0.20273 | 24.1401 | 0.89777 | 0.95322 | 0.097419 | 1.3466 | 1.5926 | 10.3849 | 2.2225 | 1.5185 | 0.4591 | 0.12657 | 0.062257 | 6.0924 | 0.79427 | 0.79973 | 10.4042 | 9.8331 | 14.2135 | 2.1622 | 0.16497 | 23.1607 | 1256.7278 | 11.8742 | 73.3756 | 1.9462 | 60.0915 | 0 | 0
603 | 13.999 | 0.29564 | 0.10248 | 0.91315 | 0.064955 | 0.2281 | 20.8559 | 0.82861 | 0.93033 | 0.36293 | 1.4064 | 1.8464 | 12.478 | 3.7978 | 0.59321 | 0.88454 | 0.228 | 0.020294 | 7.3977 | 0.78853 | 0.90232 | 8.6061 | 8.7957 | 11.8825 | 2.0718 | -0.066921 | 22.5432 | 1197.4858 | 11.5751 | 72.2986 | 1.751 | 60.0915 | 0 | 0
604 | 32.3772 | 0.31497 | 0.10212 | 0.86846 | 0.061774 | 0.22594 | 19.6567 | 0.75916 | 0.93429 | 0.15492 | 1.4553 | 1.2426 | 12.3698 | 2.803 | 1.7887 | 0.73221 | 0.19877 | 0.054318 | 9.2668 | 0.82945 | 0.81619 | 10.6679 | 9.6987 | 15.1925 | 2.2453 | -0.26553 | 22.9116 | 1301.3439 | 11.3863 | 74.3216 | 2.0502 | 63.0915 | 0 | 0
605 | 27.2402 | 0.31699 | 0.092421 | 0.88498 | 0.065132 | 0.19465 | 15.4159 | 0.83129 | 0.92299 | 0.031991 | 1.2808 | 1.7056 | 8.5379 | 2.5477 | 2.7049 | 0.65981 | 0.77053 | 0.049819 | 8.4277 | 0.78402 | 0.82549 | 9.8746 | 6.6876 | 11.9019 | 2.1231 | 0.006618 | 23.9454 | 1248.3945 | 12.9005 | 73.2652 | 1.7688 | 60.0915 | 0 | 0
606 | 27.6112 | 0.35746 | 0.094322 | 0.85324 | 0.035521 | 0.20933 | 26.3154 | 0.83656 | 0.94791 | 0.37775 | 0.98562 | 1.5872 | 14.4275 | 2.0568 | 3.1437 | 1.0945 | 0.5359 | 0.061486 | 9.2239 | 0.76528 | 0.81612 | 12.1278 | 8.3234 | 13.921 | 2.3176 | 0.12486 | 26.7821 | 1247.2858 | 15.5885 | 72.5113 | 1.9066 | 60.0915 | 0 | 0
607 | 17.3588 | 0.33069 | 0.07752 | 0.85593 | 0.046035 | 0.20289 | 18.5492 | 0.85069 | 0.93299 | 0.26825 | 1.5215 | 1.7104 | 11.7596 | 2.1819 | 1.4046 | 1.7354 | 0.60247 | 0.039513 | 7.0302 | 0.81432 | 0.86454 | 14.6086 | 6.8308 | 12.2866 | 2.0292 | -0.21416 | 21.4035 | 1197.74 | 10.4648 | 71.8993 | 1.7734 | 60.0915 | 0 | 0
608 | 24.1735 | 0.33446 | 0.095819 | 0.84886 | 0.059275 | 0.19749 | 14.0387 | 0.78662 | 0.92691 | 0.28672 | 1.295 | 1.6099 | 8.1844 | 3.0349 | 0.9167 | 0.99265 | 0.55555 | 0.029987 | 6.9957 | 0.80501 | 0.84771 | 7.1115 | 9.4993 | 8.6888 | 2.0592 | -0.26297 | 23.3145 | 1222.8532 | 12.5939 | 72.2173 | 1.5127 | 60.0915 | 0 | 0
609 | 16.11 | 0.3727 | 0.082154 | 0.89652 | 0.04592 | 0.24284 | 28.2147 | 0.83577 | 0.93241 | 0.61828 | 1.4871 | 1.2821 | 9.6481 | 3.8582 | 2.3815 | 1.5066 | 0.12551 | 0.046483 | 8.2509 | 0.74527 | 0.88238 | 9.4126 | 9.6841 | 11.9707 | 2.225 | 0.087854 | 21.221 | 1164.5506 | 10.542 | 70.3435 | 1.7236 | 60.0915 | 0 | 0
610 | 27.5236 | 0.37869 | 0.09151 | 0.87405 | 0.053398 | 0.18155 | 23.8538 | 0.90752 | 0.94647 | 0.68775 | 1.459 | 1.6387 | 12.8562 | 3.1594 | 3.8481 | 1.5829 | 1.1171 | 0.025694 | 7.8411 | 0.8133 | 0.81368 | 13.3441 | 7.481 | 11.5323 | 2.0906 | 0.054983 | 21.54 | 1242.6043 | 10.5346 | 72.255 | 1.7239 | 60.0915 | 0 | 0
611 | 19.2203 | 0.3848 | 0.10473 | 0.80104 | 0.045707 | 0.23703 | 25.0227 | 0.82146 | 0.93498 | 0.52025 | 1.2501 | 1.2696 | 11.9124 | 3.023 | 3.257 | 1.0594 | 0.42935 | 0.030554 | 7.0948 | 0.77511 | 0.90138 | 6.8142 | 6.7001 | 8.7753 | 2.1983 | -0.20473 | 23.1126 | 1169.4122 | 12.681 | 70.084 | 1.4887 | 60.0915 | 0 | 0
612 | 17.061 | 0.34083 | 0.09522 | 0.89166 | 0.056752 | 0.20191 | 19.4784 | 0.84828 | 0.94657 | 0.19727 | 1.168 | 1.7065 | 14.7683 | 4.1557 | 1.0383 | 1.533 | 0.90026 | 0.022072 | 9.8912 | 0.78909 | 0.87597 | 12.1196 | 8.3792 | 14.8136 | 2.0487 | -0.076285 | 24.9321 | 1186.7016 | 13.8938 | 71.3552 | 1.9492 | 60.0915 | 0 | 0
613 | 29.4111 | 0.29037 | 0.099102 | 0.84995 | 0.041304 | 0.19255 | 21.3262 | 0.76706 | 0.96063 | 0.78022 | 1.5324 | 1.3826 | 14.7316 | 1.7867 | 0.51779 | 1.8223 | 0.054021 | 0.055582 | 8.1855 | 0.80194 | 0.84858 | 13.8452 | 7.2764 | 15.6793 | 2.2223 | -0.041666 | 21.827 | 1306.7065 | 10.0491 | 74.4381 | 2.0894 | 63.0915 | 0 | 0
614 | 23.3904 | 0.30974 | 0.10027 | 0.89392 | 0.053075 | 0.22442 | 16.4116 | 0.89211 | 0.90338 | 0.51756 | 1.2598 | 1.4727 | 7.051 | 4.6539 | 0.66801 | 1.4265 | 1.1686 | 0.0741 | 7.8028 | 0.7416 | 0.77925 | 10.3215 | 6.9135 | 8.5478 | 2.112 | 0.35463 | 23.7178 | 1237.171 | 12.8775 | 73.3617 | 1.5173 | 60.0915 | 0 | 0
615 | 27.2078 | 0.28449 | 0.078154 | 0.86323 | 0.060811 | 0.24055 | 17.2041 | 0.82247 | 0.94839 | 0.33093 | 1.0114 | 1.3876 | 7.9928 | 3.3349 | 3.9633 | 0.68691 | 0.50636 | 0.029589 | 9.7682 | 0.83263 | 0.84531 | 11.0205 | 6.5064 | 10.4151 | 2.1268 | -0.11515 | 26.7511 | 1291.4607 | 15.4546 | 74.7382 | 1.69 | 63.0915 | 0 | 0
616 | 23.9138 | 0.3884 | 0.10481 | 0.88071 | 0.046919 | 0.19491 | 19.8919 | 0.84407 | 0.95689 | 0.056041 | 1.3234 | 1.6369 | 11.7486 | 3.9434 | 1.9737 | 1.5132 | 0.69464 | 0.073912 | 7.5371 | 0.83901 | 0.77277 | 8.3351 | 7.9423 | 10.5169 | 2.0699 | -0.16451 | 22.7344 | 1229.2743 | 11.8354 | 72.4332 | 1.6515 | 60.0915 | 0 | 0
617 | 26.4553 | 0.2921 | 0.076078 | 0.84105 | 0.046682 | 0.20144 | 22.5728 | 0.91598 | 0.93771 | 0.19796 | 1.2338 | 1.7033 | 16.0063 | 4.2368 | 2.5769 | 1.4234 | 0.70924 | 0.028047 | 7.5847 | 0.78417 | 0.82487 | 8.7712 | 8.2103 | 14.0088 | 2.2014 | 0.18559 | 24.416 | 1275.4889 | 12.9724 | 74.299 | 1.9586 | 63.0915 | 0 | 0
618 | 26.5298 | 0.31425 | 0.069673 | 0.8985 | 0.049876 | 0.2167 | 21.9564 | 0.86918 | 0.93569 | 0.045266 | 1.298 | 1.3486 | 12.5439 | 3.2276 | 0.5408 | 0.73101 | 1.1031 | 0.044523 | 9.0529 | 0.7738 | 0.82771 | 10.4069 | 7.2814 | 12.5048 | 2.2157 | 0.14931 | 23.8928 | 1251.3294 | 12.7611 | 73.4782 | 1.8184 | 60.0915 | 0 | 0
619 | 22.6796 | 0.37795 | 0.10972 | 0.86892 | 0.071694 | 0.1871 | 25.3797 | 0.8676 | 0.94535 | 0.30462 | 1.5568 | 1.5485 | 10.3359 | 2.5448 | 2.0441 | 1.1477 | 0.68912 | 0.027583 | 6.767 | 0.76687 | 0.89279 | 8.6683 | 9.232 | 14.5642 | 2.1552 | 0.016052 | 21.2975 | 1186.5371 | 10.4157 | 70.6407 | 1.9166 | 60.0915 | 0 | 0
620 | 24.1223 | 0.27059 | 0.095059 | 0.8909 | 0.062367 | 0.18396 | 21.2443 | 0.93996 | 0.94049 | 0.31752 | 1.5132 | 1.1928 | 9.5693 | 2.2001 | 3.8176 | 1.9045 | 0.74585 | 0.042511 | 6.633 | 0.77619 | 0.8128 | 6.7808 | 6.3558 | 10.768 | 2.1168 | 0.34529 | 21.858 | 1278.8794 | 10.5562 | 74.9493 | 1.7206 | 63.0915 | 0 | 0
621 | 21.6629 | 0.33869 | 0.086937 | 0.84664 | 0.051741 | 0.20389 | 22.4511 | 0.82523 | 0.93113 | 0.017876 | 0.97511 | 1.763 | 11.6202 | 1.2323 | 0.64058 | 1.0703 | 0.17437 | 0.059202 | 6.4327 | 0.81036 | 0.86923 | 11.717 | 9.4041 | 14.096 | 2.1979 | -0.28203 | 27.707 | 1207.449 | 16.6801 | 72.0089 | 1.9099 | 60.0915 | 0 | 0
622 | 15.6173 | 0.2737 | 0.087041 | 0.86077 | 0.049973 | 0.20419 | 20.3268 | 0.90931 | 0.95315 | 0.34498 | 1.0865 | 1.4356 | 16.603 | 3.7577 | 2.5591 | 0.92286 | 0.39905 | 0.078696 | 6.6933 | 0.79094 | 0.85081 | 11.0667 | 9.5039 | 10.6402 | 2.0674 | 0.15179 | 25.4389 | 1236.7791 | 14.2599 | 73.8233 | 1.6834 | 60.0915 | 0 | 0
623 | 29.3636 | 0.36523 | 0.093025 | 0.87989 | 0.059631 | 0.18647 | 22.6978 | 0.76025 | 0.92949 | 0.73367 | 0.95155 | 1.8399 | 14.1519 | 4.9125 | 3.064 | 0.69714 | 0.27241 | 0.069776 | 7.7445 | 0.8376 | 0.8294 | 12.1701 | 9.1527 | 13.7967 | 2.2117 | -0.33736 | 27.6888 | 1255.6356 | 16.4742 | 72.5591 | 1.8985 | 60.0915 | 0 | 0
624 | 21.1076 | 0.28587 | 0.10174 | 0.8921 | 0.042329 | 0.20394 | 18.4439 | 0.82315 | 0.92343 | 0.021383 | 1.0335 | 1.3069 | 13.4695 | 2.1006 | 2.8019 | 0.65784 | 0.68244 | 0.032942 | 8.6695 | 0.75738 | 0.86184 | 13.0328 | 8.303 | 11.0642 | 2.1959 | 0.10919 | 26.6201 | 1235.3645 | 15.5737 | 73.5943 | 1.7116 | 60.0915 | 0 | 0
625 | 20.5615 | 0.30446 | 0.098073 | 0.90891 | 0.073584 | 0.2166 | 21.4676 | 0.90884 | 0.95466 | 0.0093877 | 1.3569 | 1.6833 | 11.8226 | 2.9056 | 3.365 | 1.5671 | 0.47704 | 0.02192 | 7.5939 | 0.79862 | 0.87121 | 8.1551 | 8.7571 | 8.3975 | 2.0568 | 0.073411 | 22.6435 | 1226.2682 | 11.8553 | 73.0001 | 1.5015 | 60.0915 | 0 | 0
626 | 14.606 | 0.31601 | 0.083219 | 0.8984 | 0.070607 | 0.19456 | 16.5577 | 0.87863 | 0.96263 | 0.1046 | 1.1133 | 1.4004 | 12.5263 | 2.1256 | 3.8603 | 1.0358 | 0.54476 | 0.022687 | 9.4165 | 0.84178 | 0.85029 | 12.6046 | 7.0516 | 12.7815 | 1.9196 | -0.17757 | 25.2894 | 1200.6198 | 14.2358 | 72.2788 | 1.8171 | 60.0915 | 0 | 0
627 | 18.3398 | 0.31484 | 0.098957 | 0.87038 | 0.057426 | 0.20871 | 24.7441 | 0.89418 | 0.92174 | 0.071105 | 0.94546 | 1.2264 | 9.3226 | 1.7635 | 1.0017 | 1.3997 | 1.0272 | 0.064099 | 6.6665 | 0.85123 | 0.84595 | 12.4257 | 9.069 | 13.2253 | 2.1209 | -0.25614 | 28.2033 | 1215.686 | 17.1032 | 73.1207 | 1.8665 | 60.0915 | 0 | 0
628 | 28.3313 | 0.29835 | 0.095849 | 0.85924 | 0.070748 | 0.2072 | 11.2343 | 0.86512 | 0.92096 | 0.23309 | 1.1356 | 1.2437 | 14.5495 | 1.6932 | 3.563 | 1.5348 | 1.0528 | 0.050197 | 8.2904 | 0.77719 | 0.79358 | 10.5971 | 9.5733 | 8.0089 | 2.0628 | 0.15863 | 25.1241 | 1268.9827 | 14.2199 | 74.036 | 1.4861 | 60.0915 | 0 | 0
629 | 23.6098 | 0.26203 | 0.095345 | 0.90386 | 0.065505 | 0.21694 | 21.1646 | 0.9175 | 0.94116 | 0.32142 | 1.3871 | 1.7395 | 8.0251 | 1.8256 | 1.3367 | 1.8724 | 0.61824 | 0.053213 | 8.5992 | 0.76805 | 0.87973 | 8.8171 | 7.3268 | 8.8896 | 2.1209 | 0.31025 | 22.7938 | 1275.0025 | 11.6553 | 74.758 | 1.5729 | 63.0915 | 0 | 0
630 | 19.2805 | 0.39025 | 0.091155 | 0.8739 | 0.070819 | 0.21776 | 20.3039 | 0.85045 | 0.93718 | 0.034914 | 0.97275 | 1.7926 | 9.0203 | 2.1432 | 0.9556 | 1.3335 | 1.189 | 0.020329 | 6.3887 | 0.8127 | 0.80291 | 12.0713 | 6.7885 | 12.9734 | 2.1006 | -0.16503 | 27.5622 | 1183.053 | 16.7596 | 71.152 | 1.8102 | 60.0915 | 0 | 0
631 | 26.3339 | 0.32248 | 0.085052 | 0.90208 | 0.046107 | 0.19468 | 29.2523 | 0.91912 | 0.93956 | 0.006675 | 1.4061 | 1.5707 | 12.4456 | 2.7964 | 2.5228 | 1.5111 | 0.099934 | 0.073237 | 7.6262 | 0.80021 | 0.86474 | 11.5098 | 7.6781 | 10.9671 | 2.2335 | 0.066334 | 22.6999 | 1247.6218 | 11.7247 | 73.3331 | 1.6997 | 60.0915 | 0 | 0
632 | 25.73 | 0.32097 | 0.11559 | 0.86425 | 0.056793 | 0.22904 | 27.2618 | 0.8835 | 0.94046 | 0.1777 | 1.1473 | 1.4258 | 7.011 | 3.4786 | 2.5027 | 0.49474 | 0.72429 | 0.063387 | 8.5657 | 0.7974 | 0.81019 | 11.0978 | 7.3705 | 13.1391 | 2.2523 | 0.086906 | 25.3824 | 1254.8725 | 14.1428 | 73.6178 | 1.869 | 60.0915 | 0 | 0
633 | 23.1037 | 0.30086 | 0.098105 | 0.89348 | 0.063373 | 0.23109 | 14.67 | 0.87351 | 0.94642 | 0.27005 | 1.3959 | 1.3183 | 9.8228 | 3.8082 | 3.6805 | 1.94 | 0.9579 | 0.057249 | 6.4649 | 0.75168 | 0.85606 | 14.121 | 7.1634 | 12.7668 | 2.0375 | 0.24779 | 22.6791 | 1235.5637 | 11.5204 | 72.977 | 1.8289 | 60.0915 | 0 | 0
634 | 23.6641 | 0.3639 | 0.089466 | 0.88834 | 0.057138 | 0.20356 | 19.9056 | 0.88092 | 0.93607 | 0.17707 | 1.0356 | 1.3809 | 5.8025 | 1.9227 | 0.71195 | 1.3208 | 0.074932 | 0.069981 | 9.6389 | 0.78914 | 0.85746 | 10.07 | 7.4597 | 9.8636 | 2.0865 | -0.015889 | 26.1581 | 1204.7102 | 15.5027 | 71.5732 | 1.5897 | 60.0915 | 0 | 0
635 | 12.5665 | 0.3189 | 0.08639 | 0.88634 | 0.062985 | 0.21933 | 16.0358 | 0.87624 | 0.92997 | 0.10742 | 1.2457 | 1.598 | 10.9388 | 3.6567 | 0.62517 | 1.279 | 0.78692 | 0.058285 | 6.2233 | 0.76216 | 0.91634 | 13.8805 | 7.1997 | 11.2039 | 1.9823 | 0.0052192 | 23.6756 | 1163.9969 | 13.0197 | 70.9789 | 1.6782 | 60.0915 | 0 | 0
636 | 18.0546 | 0.35826 | 0.10512 | 0.85804 | 0.055772 | 0.22727 | 20.6771 | 0.94294 | 0.95433 | 0.35928 | 1.098 | 1.6473 | 9.5961 | 1.3805 | 3.8359 | 0.43145 | 0.85852 | 0.072531 | 7.8122 | 0.85536 | 0.82731 | 10.1681 | 7.0686 | 14.1713 | 1.9371 | -0.13439 | 25.3374 | 1205.5219 | 14.1961 | 71.9873 | 1.9145 | 60.0915 | 0 | 0
637 | 22.3355 | 0.31149 | 0.07842 | 0.89346 | 0.041761 | 0.22842 | 19.2084 | 0.90683 | 0.93381 | 0.018242 | 1.3314 | 1.2328 | 13.8689 | 3.0066 | 3.2928 | 1.628 | 0.86187 | 0.028296 | 9.6747 | 0.83005 | 0.85109 | 12.0761 | 9.5964 | 13.2733 | 2.0293 | -0.093672 | 23.1525 | 1235.9281 | 11.9649 | 73.4381 | 1.8763 | 60.0915 | 0 | 0
638 | 28.8118 | 0.2868 | 0.07684 | 0.82504 | 0.067694 | 0.19565 | 21.9425 | 0.84303 | 0.92779 | 0.60866 | 1.4361 | 1.3012 | 8.223 | 2.6673 | 2.3229 | 1.2596 | 0.284 | 0.077597 | 8.0002 | 0.79505 | 0.85858 | 12.6772 | 8.9137 | 14.3427 | 2.2356 | 0.0096927 | 22.8334 | 1280.5841 | 11.3579 | 74.1445 | 1.9713 | 60.0915 | 0 | 0
639 | 13.3029 | 0.34054 | 0.070797 | 0.91725 | 0.046188 | 0.18277 | 14.5245 | 0.8509 | 0.94154 | 0.054893 | 1.1116 | 1.2873 | 12.0295 | 3.4929 | 3.3022 | 1.3492 | 0.95007 | 0.051491 | 7.508 | 0.82793 | 0.89319 | 9.4801 | 6.802 | 14.131 | 1.8887 | -0.31062 | 25.1933 | 1169.1758 | 14.2866 | 71.067 | 1.8931 | 60.0915 | 0 | 0
640 | 19.1688 | 0.32617 | 0.094028 | 0.85264 | 0.056411 | 0.22916 | 23.1862 | 0.87653 | 0.94065 | 0.62779 | 1.4155 | 1.2772 | 6.6577 | 4.0154 | 3.7944 | 1.3123 | 0.57401 | 0.053726 | 7.4958 | 0.82365 | 0.87314 | 9.8795 | 8.735 | 13.9079 | 2.0622 | -0.13921 | 22.5051 | 1212.6093 | 11.3387 | 72.2174 | 1.9 | 60.0915 | 0 | 0
641 | 24.5513 | 0.27659 | 0.099213 | 0.87896 | 0.057318 | 0.23389 | 17.6773 | 0.82611 | 0.95258 | 0.18626 | 1.0447 | 1.5547 | 12.9879 | 5.1975 | 3.5423 | 0.92831 | 1.0834 | 0.040447 | 6.0552 | 0.77353 | 0.90786 | 8.9533 | 8.9417 | 13.8584 | 2.1391 | 0.058967 | 26.6265 | 1259.0498 | 15.2411 | 73.7863 | 1.9272 | 60.0915 | 0 | 0
642 | 26.9681 | 0.36971 | 0.10971 | 0.86627 | 0.061915 | 0.20244 | 25.6935 | 0.91523 | 0.93872 | 0.39544 | 1.5203 | 1.1979 | 12.8723 | 2.0443 | 0.87295 | 1.8016 | 0.33395 | 0.037223 | 9.3561 | 0.81239 | 0.84537 | 10.4609 | 7.1374 | 13.2143 | 2.1221 | -0.013349 | 21.5328 | 1229.6162 | 10.5168 | 72.1131 | 1.8461 | 60.0915 | 0 | 0
643 | 25.9947 | 0.32563 | 0.096328 | 0.90238 | 0.048949 | 0.24017 | 18.9951 | 0.91558 | 0.94909 | 0.15686 | 1.2185 | 1.7743 | 11.6949 | 1.8548 | 2.5741 | 1.8783 | 0.33971 | 0.027696 | 6.0513 | 0.77374 | 0.90901 | 6.0121 | 8.934 | 14.5934 | 2.0435 | 0.13797 | 24.1919 | 1235.4986 | 12.9974 | 72.4815 | 1.9563 | 60.0915 | 0 | 0
644 | 18.7284 | 0.34791 | 0.085551 | 0.83331 | 0.057917 | 0.19679 | 15.8669 | 0.87002 | 0.95945 | 0.49368 | 0.95829 | 1.4687 | 11.8356 | 1.5598 | 1.1777 | 0.95027 | 0.77328 | 0.040654 | 8.6179 | 0.79845 | 0.81181 | 10.184 | 9.7773 | 8.2869 | 1.9981 | 0.00060213 | 26.3664 | 1206.4232 | 15.6422 | 71.7395 | 1.4766 | 60.0915 | 0 | 0
645 | 22.4963 | 0.30832 | 0.085613 | 0.85735 | 0.067531 | 0.20521 | 23.6212 | 0.84875 | 0.94818 | 0.077485 | 1.5066 | 1.5407 | 10.1595 | 2.8397 | 1.0978 | 0.47631 | 0.71566 | 0.077824 | 7.0848 | 0.82711 | 0.80144 | 11.9445 | 7.7454 | 8.2896 | 2.1896 | -0.099782 | 21.5481 | 1248.1032 | 10.6413 | 73.772 | 1.5035 | 60.0915 | 0 | 0
646 | 25.9054 | 0.30624 | 0.083664 | 0.87149 | 0.042831 | 0.23834 | 20.0055 | 0.87123 | 0.9431 | 0.23931 | 1.3839 | 1.4993 | 13.7992 | 3.0333 | 3.7325 | 0.88942 | 0.24902 | 0.035864 | 8.9578 | 0.81625 | 0.84321 | 10.25 | 8.7717 | 8.0744 | 2.1032 | -0.03756 | 22.4955 | 1262.958 | 11.5615 | 73.8318 | 1.4882 | 60.0915 | 0 | 0
647 | 22.4416 | 0.38266 | 0.11328 | 0.88032 | 0.041485 | 0.18566 | 10.4525 | 0.91144 | 0.9116 | 0.6813 | 1.1327 | 1.6637 | 12.5858 | 3.8702 | 3.7083 | 0.93783 | 0.4703 | 0.027539 | 7.1128 | 0.76638 | 0.85797 | 8.4429 | 7.1294 | 13.3012 | 1.8794 | 0.10231 | 24.7951 | 1190.7474 | 13.9233 | 70.8967 | 1.8294 | 60.0915 | 0 | 0
648 | 19.7849 | 0.31949 | 0.099173 | 0.84311 | 0.071169 | 0.22967 | 19.4719 | 0.83768 | 0.93005 | 0.079347 | 1.248 | 1.3961 | 9.3932 | 4.0209 | 1.632 | 1.3617 | 0.38359 | 0.048988 | 8.9225 | 0.74061 | 0.90046 | 9.8452 | 6.6325 | 9.1357 | 2.1781 | 0.063778 | 23.6164 | 1189.9024 | 13.0459 | 71.4722 | 1.5345 | 60.0915 | 0 | 0
649 | 12.1649 | 0.34519 | 0.093501 | 0.86103 | 0.068961 | 0.21896 | 12.5174 | 0.88811 | 0.9349 | 0.44812 | 1.5083 | 1.2991 | 13.0194 | 3.914 | 2.3098 | 1.7183 | 0.97875 | 0.055409 | 8.1274 | 0.78339 | 0.80727 | 7.4837 | 9.8077 | 13.1014 | 1.8873 | 0.047287 | 21.3626 | 1170.7009 | 10.4705 | 71.0602 | 1.8186 | 60.0915 | 0 | 0
650 | 23.0832 | 0.30552 | 0.10829 | 0.86063 | 0.060664 | 0.17915 | 17.2967 | 0.89822 | 0.93921 | 0.32989 | 1.244 | 1.7838 | 6.6731 | 3.4554 | 2.7323 | 1.6022 | 0.64856 | 0.069903 | 8.0489 | 0.8352 | 0.82385 | 8.9003 | 9.1872 | 12.3969 | 1.9999 | -0.062759 | 24.1015 | 1252.0558 | 12.8386 | 73.7505 | 1.8156 | 60.0915 | 0 | 0
651 | 18.8101 | 0.33469 | 0.10292 | 0.90771 | 0.068398 | 0.20548 | 11.8621 | 0.80666 | 0.95907 | 0.15256 | 1.0051 | 1.7964 | 6.9394 | 1.8874 | 2.9439 | 1.6565 | 0.076436 | 0.079327 | 7.8698 | 0.75088 | 0.87311 | 6.8318 | 6.5233 | 9.8741 | 1.9913 | 0.070789 | 26.2095 | 1190.8618 | 15.5218 | 71.2031 | 1.5845 | 60.0915 | 0 | 0
652 | 30.8977 | 0.27894 | 0.10261 | 0.85016 | 0.050682 | 0.24129 | 14.4853 | 0.93132 | 0.96888 | 0.32245 | 1.1462 | 1.6056 | 6.1714 | 3.0956 | 1.9128 | 1.2276 | 0.46649 | 0.026747 | 8.8214 | 0.78106 | 0.85648 | 13.3682 | 7.207 | 14.9535 | 2.0329 | 0.31797 | 24.9039 | 1326.3605 | 13.1034 | 75.2937 | 2.0516 | 63.0915 | 0 | 0
653 | 18.033 | 0.32419 | 0.10583 | 0.86986 | 0.045735 | 0.19804 | 16.6589 | 0.79047 | 0.95308 | 0.069395 | 1.1952 | 1.6524 | 10.1828 | 2.4926 | 2.2768 | 1.2927 | 0.3866 | 0.051302 | 7.3474 | 0.7957 | 0.82392 | 6.2131 | 9.4591 | 14.3215 | 2.091 | -0.12965 | 24.2514 | 1213.4272 | 13.0442 | 72.4421 | 1.9354 | 60.0915 | 0 | 0
654 | 16.7462 | 0.27757 | 0.084226 | 0.84023 | 0.046304 | 0.21172 | 16.8031 | 0.90263 | 0.91329 | 0.16075 | 1.4271 | 1.1666 | 15.1676 | 2.3286 | 1.6901 | 0.94809 | 0.42579 | 0.021063 | 8.2427 | 0.87953 | 0.83753 | 9.9609 | 9.113 | 15.7071 | 1.9531 | -0.34366 | 23.1253 | 1243.8997 | 11.5686 | 74.4747 | 2.0928 | 63.0915 | 0 | 0
655 | 21.7937 | 0.29991 | 0.10007 | 0.88335 | 0.066603 | 0.19217 | 19.8686 | 0.87719 | 0.95041 | 0.64528 | 1.2961 | 1.135 | 11.1743 | 1.7835 | 1.6783 | 0.86943 | 0.97654 | 0.022543 | 6.9266 | 0.80698 | 0.87723 | 9.0429 | 9.3534 | 9.2766 | 2.0264 | 0.029749 | 22.8031 | 1239.1913 | 11.8194 | 73.1102 | 1.5693 | 60.0915 | 0 | 0
656 | 28.9406 | 0.29641 | 0.092452 | 0.90204 | 0.0331 | 0.20949 | 16.3124 | 0.88437 | 0.95006 | 0.037693 | 0.96104 | 1.1591 | 6.157 | 2.2439 | 2.9346 | 1.4134 | 0.2025 | 0.060331 | 9.6078 | 0.81096 | 0.84742 | 6.0527 | 8.7117 | 9.2149 | 2.0605 | 0.047774 | 27.6251 | 1290.2309 | 16.5066 | 74.5088 | 1.5948 | 63.0915 | 0 | 0
657 | 23.7074 | 0.32808 | 0.10809 | 0.89814 | 0.075638 | 0.23694 | 20.8948 | 0.80416 | 0.91795 | 0.52333 | 1.2413 | 1.6627 | 14.7255 | 3.1069 | 2.3559 | 1.3282 | 0.39182 | 0.046601 | 8.4386 | 0.77268 | 0.84296 | 6.4877 | 7.7913 | 14.2265 | 2.1815 | 0.024598 | 24.1171 | 1221.6781 | 12.9851 | 72.3511 | 1.9261 | 60.0915 | 0 | 0
658 | 18.2498 | 0.2919 | 0.089084 | 0.83685 | 0.057886 | 0.19129 | 27.5354 | 0.81491 | 0.91962 | 0.12819 | 1.2715 | 1.8622 | 11.4156 | 2.9833 | 2.0696 | 1.7423 | 0.84861 | 0.077141 | 6.4633 | 0.81778 | 0.85166 | 10.351 | 9.5069 | 13.1494 | 2.3084 | -0.25541 | 24.1635 | 1226.7462 | 12.9742 | 73.4814 | 1.8677 | 60.0915 | 0 | 0
659 | 14.7206 | 0.32171 | 0.10916 | 0.8593 | 0.056534 | 0.21301 | 24.7262 | 0.83433 | 0.95155 | 0.37699 | 1.4411 | 1.361 | 7.6179 | 4.6958 | 1.6701 | 1.5789 | 0.4993 | 0.072989 | 6.2157 | 0.75721 | 0.84605 | 12.4317 | 9.0145 | 12.1853 | 2.1897 | 0.11266 | 21.65 | 1193.5788 | 10.6899 | 71.7925 | 1.7646 | 60.0915 | 0 | 0
660 | 23.226 | 0.2953 | 0.084419 | 0.88135 | 0.055479 | 0.20845 | 14.9029 | 0.76762 | 0.9335 | 0.40803 | 1.4665 | 1.5452 | 12.4688 | 1.8686 | 2.7522 | 1.4076 | 0.57573 | 0.032234 | 8.5373 | 0.82898 | 0.82804 | 10.0242 | 7.7774 | 15.4762 | 2.0731 | -0.25161 | 22.1345 | 1256.8486 | 10.5917 | 73.9151 | 2.0527 | 60.0915 | 0 | 0
661 | 14.2583 | 0.30388 | 0.11216 | 0.86961 | 0.041014 | 0.20401 | 11.4003 | 0.8666 | 0.94144 | 0.25691 | 1.4087 | 1.8613 | 14.8796 | 2.9974 | 3.5849 | 1.585 | 0.27492 | 0.052778 | 6.5968 | 0.82647 | 0.87852 | 8.0254 | 6.0215 | 8.756 | 1.838 | -0.20472 | 22.1689 | 1205.6434 | 11.3527 | 72.4416 | 1.5199 | 60.0915 | 0 | 0
662 | 26.6853 | 0.34119 | 0.10374 | 0.87329 | 0.053595 | 0.23329 | 20.8186 | 0.88402 | 0.94938 | 0.70145 | 0.94884 | 1.7704 | 13.8472 | 2.6645 | 3.4692 | 1.2002 | 1.0246 | 0.0579 | 8.5103 | 0.84039 | 0.83915 | 12.2433 | 9.4497 | 12.3778 | 2.0386 | -0.087225 | 26.9543 | 1256.4019 | 15.7363 | 72.984 | 1.8004 | 60.0915 | 0 | 0
663 | 16.9088 | 0.26995 | 0.078757 | 0.88299 | 0.054175 | 0.19519 | 20.7511 | 0.87283 | 0.95968 | 0.065268 | 1.0657 | 1.323 | 12.157 | 1.5414 | 3.4376 | 0.98175 | 0.22588 | 0.053813 | 6.8734 | 0.84028 | 0.81977 | 13.3856 | 6.1194 | 8.9806 | 2.0827 | -0.062281 | 25.7168 | 1257.9558 | 14.5557 | 74.7259 | 1.5792 | 63.0915 | 0 | 0
664 | 15.2029 | 0.29543 | 0.10862 | 0.83417 | 0.064256 | 0.20941 | 28.1474 | 0.8457 | 0.92162 | 0.14617 | 1.1207 | 1.6753 | 12.0389 | 1.9869 | 2.1967 | 0.79073 | 0.67686 | 0.035416 | 7.1985 | 0.775 | 0.83471 | 9.0785 | 7.0203 | 9.5083 | 2.3192 | 0.023168 | 25.3056 | 1208.2567 | 14.4796 | 72.9444 | 1.5837 | 60.0915 | 0 | 0
665 | 26.0423 | 0.31179 | 0.076024 | 0.84675 | 0.04509 | 0.18204 | 25.5661 | 0.80886 | 0.92542 | 0.53981 | 1.3215 | 1.1563 | 9.0606 | 2.8856 | 3.2514 | 1.0983 | 0.86217 | 0.020433 | 8.7043 | 0.80323 | 0.87265 | 10.7274 | 9.8759 | 11.8369 | 2.2852 | -0.15889 | 22.9516 | 1250.0311 | 11.8305 | 73.205 | 1.7638 | 60.0915 | 0 | 0
666 | 29.402 | 0.30401 | 0.11916 | 0.88081 | 0.03502 | 0.22116 | 27.073 | 0.89987 | 0.94363 | 0.27739 | 1.1689 | 1.3414 | 7.4158 | 3.8174 | 1.5629 | 1.4869 | 0.085258 | 0.02899 | 7.7601 | 0.80144 | 0.88979 | 7.8488 | 7.3915 | 9.5647 | 2.2029 | 0.064951 | 24.3099 | 1282.2277 | 13.2354 | 74.0818 | 1.6049 | 60.0915 | 0 | 0
667 | 17.0361 | 0.29772 | 0.08577 | 0.80907 | 0.057468 | 0.22649 | 20.1407 | 0.88663 | 0.94934 | 0.2222 | 0.99101 | 1.3967 | 14.9687 | 3.3611 | 1.071 | 0.45939 | 0.47959 | 0.028026 | 8.9907 | 0.86497 | 0.83871 | 10.7207 | 7.7534 | 8.4173 | 2.0314 | -0.30287 | 26.5928 | 1230.6428 | 15.6674 | 73.446 | 1.5088 | 60.0915 | 0 | 0
668 | 16.6896 | 0.29949 | 0.094666 | 0.90377 | 0.065024 | 0.1945 | 23.4524 | 0.90343 | 0.94969 | 0.070451 | 1.3278 | 1.5136 | 9.9688 | 1.3473 | 1.9802 | 1.4909 | 0.59407 | 0.033178 | 7.209 | 0.82728 | 0.87672 | 9.2507 | 8.1762 | 12.625 | 2.0482 | -0.07934 | 23.6937 | 1215.111 | 12.594 | 72.9738 | 1.8184 | 60.0915 | 0 | 0
669 | 26.665 | 0.34562 | 0.096837 | 0.88476 | 0.059747 | 0.19183 | 23.6682 | 0.77162 | 0.93225 | 0.17066 | 1.542 | 1.6705 | 13.6959 | 2.0795 | 0.72877 | 1.6227 | 0.78105 | 0.058622 | 9.374 | 0.80405 | 0.80659 | 7.7886 | 6.4367 | 12.1533 | 2.2804 | -0.16116 | 21.5608 | 1243.6555 | 10.5157 | 72.9007 | 1.7813 | 60.0915 | 0 | 0
670 | 29.2575 | 0.36326 | 0.098739 | 0.85494 | 0.050278 | 0.20299 | 17.4076 | 0.90458 | 0.93626 | 0.7431 | 1.0058 | 1.6951 | 11.1894 | 3.3424 | 3.577 | 0.57754 | 0.38102 | 0.077029 | 6.2804 | 0.82475 | 0.85987 | 7.4062 | 7.7241 | 13.0929 | 1.985 | -0.070804 | 26.424 | 1250.1103 | 15.289 | 72.282 | 1.8404 | 60.0915 | 0 | 0
671 | 27.6233 | 0.31628 | 0.082094 | 0.86434 | 0.044871 | 0.22067 | 16.6678 | 0.92806 | 0.94026 | 0.14699 | 1.0705 | 1.1477 | 11.2299 | 3.1251 | 0.82457 | 0.84733 | 0.25506 | 0.047486 | 8.172 | 0.79283 | 0.85533 | 8.3461 | 9.7267 | 8.8429 | 2.0429 | 0.10557 | 25.4041 | 1255.7542 | 14.526 | 73.3399 | 1.54 | 60.0915 | 0 | 0
672 | 17.7998 | 0.27042 | 0.10696 | 0.83193 | 0.047588 | 0.22055 | 17.0646 | 0.91463 | 0.93748 | 0.65878 | 0.98845 | 1.6628 | 11.2812 | 4.7786 | 0.79917 | 1.4256 | 0.83394 | 0.076298 | 8.0218 | 0.76269 | 0.78426 | 7.7619 | 8.9562 | 13.0786 | 2.0776 | 0.3429 | 26.9299 | 1258.2862 | 15.4266 | 74.366 | 1.8889 | 63.0915 | 0 | 0
673 | 23.9789 | 0.29917 | 0.082173 | 0.85977 | 0.067183 | 0.2096 | 18.655 | 0.78528 | 0.93452 | 0.13222 | 1.3593 | 1.7129 | 10.7715 | 2.9946 | 2.3017 | 1.6087 | 0.82666 | 0.031445 | 9.1918 | 0.82872 | 0.81772 | 11.2803 | 7.1152 | 10.2243 | 2.1707 | -0.25498 | 22.9035 | 1255.3194 | 11.8243 | 73.9194 | 1.6527 | 60.0915 | 0 | 0
674 | 18.8838 | 0.28644 | 0.086013 | 0.83956 | 0.039579 | 0.18484 | 24.601 | 0.91211 | 0.93684 | 0.40528 | 1.4474 | 1.3717 | 11.3248 | 3.9034 | 2.9516 | 1.8113 | 0.32142 | 0.032749 | 7.0224 | 0.73839 | 0.90225 | 10.2126 | 8.6649 | 12.1676 | 2.205 | 0.29465 | 21.8222 | 1226.2255 | 10.6884 | 73.0712 | 1.786 | 60.0915 | 0 | 0
675 | 33.8258 | 0.27993 | 0.091822 | 0.88482 | 0.05194 | 0.19685 | 23.0011 | 0.89021 | 0.95051 | 0.41025 | 1.4147 | 1.3118 | 7.78 | 1.8272 | 0.8886 | 1.5654 | 0.60025 | 0.066717 | 8.6303 | 0.76452 | 0.87659 | 9.685 | 6.6485 | 13.6158 | 2.2444 | 0.33013 | 23.344 | 1375.288 | 11.3961 | 77.2459 | 1.9855 | 63.0915 | 0 | 0
676 | 16.4904 | 0.34465 | 0.092658 | 0.85476 | 0.036057 | 0.22268 | 15.2196 | 0.82753 | 0.93283 | 0.30046 | 1.0417 | 1.5963 | 11.2144 | 2.9366 | 2.2163 | 1.8303 | 0.34227 | 0.05284 | 9.6926 | 0.81268 | 0.91748 | 12.0651 | 8.9666 | 10.6119 | 1.9618 | -0.33891 | 25.8692 | 1179.4221 | 15.1731 | 71.0004 | 1.6359 | 60.0915 | 0 | 0
677 | 23.5885 | 0.28195 | 0.06878 | 0.84339 | 0.048804 | 0.18935 | 20.3707 | 0.89206 | 0.94162 | 0.088943 | 1.3895 | 1.3576 | 13.9777 | 1.9856 | 3.5021 | 1.0065 | 0.29131 | 0.064984 | 9.2489 | 0.79435 | 0.85071 | 8.3088 | 7.6243 | 8.8033 | 2.1502 | 0.062881 | 22.645 | 1258.2972 | 11.6418 | 74.146 | 1.5478 | 60.0915 | 0 | 0
678 | 24.5855 | 0.32279 | 0.099275 | 0.87076 | 0.042064 | 0.20208 | 14.2075 | 0.83956 | 0.92941 | 0.29269 | 1.1289 | 1.3498 | 6.9698 | 3.8509 | 3.7579 | 0.54911 | 0.62591 | 0.034978 | 7.0343 | 0.80653 | 0.85163 | 10.5903 | 8.9254 | 11.1469 | 2.0209 | -0.12483 | 25.0562 | 1237.042 | 14.0476 | 72.868 | 1.7059 | 60.0915 | 0 | 0
679 | 22.1698 | 0.34508 | 0.071983 | 0.86298 | 0.0582 | 0.22122 | 16.9057 | 0.90474 | 0.92754 | 0.45837 | 1.1604 | 1.3757 | 9.754 | 1.7723 | 2.5387 | 1.0015 | 0.67023 | 0.066192 | 6.3019 | 0.85726 | 0.8982 | 7.7723 | 6.3893 | 14.7111 | 1.9118 | -0.33491 | 25.008 | 1205.556 | 13.9268 | 71.75 | 1.9494 | 60.0915 | 0 | 0
680 | 24.1497 | 0.31199 | 0.086798 | 0.82464 | 0.039466 | 0.21626 | 17.9329 | 0.90228 | 0.92974 | 0.093018 | 1.0996 | 1.5053 | 12.1019 | 4.0302 | 1.056 | 1.1862 | 0.86998 | 0.075952 | 8.7747 | 0.79062 | 0.86607 | 9.7041 | 8.4219 | 10.3719 | 2.0937 | -0.0063902 | 25.3145 | 1236.3802 | 14.3809 | 73.0293 | 1.6502 | 60.0915 | 0 | 0
681 | 16.9521 | 0.27457 | 0.093706 | 0.89517 | 0.040741 | 0.23309 | 18.3748 | 0.90293 | 0.93637 | 0.13728 | 0.98571 | 1.3837 | 9.8316 | 3.5757 | 0.96668 | 1.0156 | 1.0596 | 0.029515 | 9.0743 | 0.77438 | 0.81504 | 10.9006 | 6.0658 | 8.1135 | 2.0884 | 0.23944 | 26.791 | 1241.3455 | 15.8187 | 74.2346 | 1.4958 | 60.0915 | 0 | 0
682 | 25.3009 | 0.30254 | 0.10101 | 0.85244 | 0.048881 | 0.19745 | 21.7852 | 0.79128 | 0.95414 | 0.32315 | 0.95671 | 1.5606 | 11.2047 | 4.1279 | 1.9245 | 1.7822 | 1.0104 | 0.063821 | 7.9304 | 0.85454 | 0.83105 | 12.3251 | 6.5011 | 11.6445 | 2.1737 | -0.32403 | 27.1368 | 1274.0148 | 15.815 | 74.2153 | 1.7657 | 60.0915 | 0 | 0
683 | 26.7925 | 0.33809 | 0.10802 | 0.90614 | 0.060895 | 0.20462 | 14.2498 | 0.77626 | 0.93561 | 0.43071 | 1.2523 | 1.2447 | 15.5257 | 2.7491 | 3.9465 | 1.0062 | 0.61927 | 0.055891 | 9.0273 | 0.76975 | 0.89119 | 12.3279 | 7.2012 | 15.0323 | 2.0645 | -0.058359 | 23.8807 | 1226.7416 | 12.7238 | 71.8825 | 1.976 | 60.0915 | 0 | 0
684 | 32.0156 | 0.34378 | 0.099792 | 0.90138 | 0.054153 | 0.20622 | 20.1984 | 0.84617 | 0.94012 | 0.064665 | 1.2868 | 1.7827 | 6.7418 | 2.5988 | 3.1922 | 1.5076 | 0.85064 | 0.078613 | 8.3497 | 0.7894 | 0.86816 | 9.8591 | 8.4518 | 8.4316 | 2.1637 | 0.0087172 | 23.5253 | 1268.8362 | 12.759 | 72.9581 | 1.5034 | 60.0915 | 0 | 0
685 | 23.7918 | 0.27351 | 0.076265 | 0.85908 | 0.051679 | 0.21843 | 15.4785 | 0.92593 | 0.93234 | 0.39212 | 1.4093 | 1.3231 | 8.0642 | 1.5692 | 1.6454 | 1.6854 | 0.88365 | 0.037423 | 8.7644 | 0.73905 | 0.89863 | 8.7331 | 8.417 | 10.3842 | 2.0637 | 0.3535 | 22.5646 | 1253.403 | 11.4582 | 73.8266 | 1.6637 | 60.0915 | 0 | 0
686 | 16.9228 | 0.34434 | 0.10622 | 0.81627 | 0.039905 | 0.21267 | 15.4295 | 0.85238 | 0.91262 | 0.43382 | 1.2315 | 1.5625 | 12.0263 | 3.4952 | 3.8778 | 1.8245 | 0.26323 | 0.046842 | 6.88 | 0.81185 | 0.84803 | 9.231 | 9.3429 | 9.3159 | 1.9909 | -0.24893 | 23.5375 | 1190.1202 | 12.8599 | 71.6058 | 1.5503 | 60.0915 | 0 | 0
687 | 32.1381 | 0.29901 | 0.10934 | 0.90023 | 0.043295 | 0.21783 | 24.12 | 0.92012 | 0.94277 | 0.48286 | 1.2545 | 1.2077 | 11.8546 | 4.5009 | 3.1993 | 0.88681 | 0.59227 | 0.076581 | 6.6805 | 0.83769 | 0.83672 | 8.9154 | 7.3227 | 10.2798 | 2.1184 | 0.071661 | 24.0322 | 1320.457 | 12.7027 | 75.1293 | 1.6859 | 63.0915 | 0 | 0
688 | 23.9238 | 0.30259 | 0.097054 | 0.89281 | 0.058104 | 0.21525 | 27.6894 | 0.92021 | 0.93196 | 0.05775 | 1.0377 | 1.271 | 12.8898 | 4.5747 | 0.61661 | 1.4992 | 1.0178 | 0.073726 | 9.0077 | 0.81129 | 0.82694 | 12.7194 | 6.1581 | 9.8517 | 2.224 | 0.079233 | 26.7043 | 1251.6242 | 15.7078 | 74.0698 | 1.6263 | 60.0915 | 0 | 0
689 | 13.5411 | 0.28827 | 0.10123 | 0.87646 | 0.053955 | 0.20999 | 22.3802 | 0.87742 | 0.92671 | 0.11678 | 1.4635 | 1.3264 | 7.0786 | 3.7453 | 1.9583 | 0.89274 | 0.17785 | 0.045017 | 7.2707 | 0.7907 | 0.80177 | 9.6951 | 8.1898 | 13.3821 | 2.1413 | 0.085906 | 22.6734 | 1217.0819 | 11.4462 | 73.5574 | 1.8865 | 60.0915 | 0 | 0
690 | 29.021 | 0.2986 | 0.097656 | 0.91526 | 0.045376 | 0.19856 | 20.9151 | 0.88982 | 0.93594 | 0.024665 | 1.4227 | 1.8494 | 14.6543 | 1.1759 | 2.8588 | 1.4619 | 0.21307 | 0.03252 | 9.3475 | 0.8034 | 0.88463 | 6.364 | 7.2759 | 14.4184 | 2.1189 | 0.032282 | 22.9684 | 1275.4921 | 11.5805 | 74.0975 | 1.9757 | 60.0915 | 0 | 0
691 | 26.0048 | 0.31406 | 0.063045 | 0.90157 | 0.049934 | 0.2266 | 11.0444 | 0.88703 | 0.93785 | 0.013046 | 1.0476 | 1.6415 | 14.1731 | 3.6756 | 1.7509 | 1.4913 | 0.78221 | 0.056862 | 9.1493 | 0.83442 | 0.87156 | 9.7927 | 9.0788 | 14.8645 | 1.9058 | -0.16789 | 26.6709 | 1245.6117 | 15.3737 | 73.202 | 1.9916 | 60.0915 | 0 | 0
692 | 19.0307 | 0.25993 | 0.078935 | 0.8868 | 0.067018 | 0.21678 | 14.9353 | 0.78761 | 0.92882 | 0.081323 | 1.0698 | 1.3692 | 10.2419 | 2.7579 | 2.4272 | 1.2217 | 1.009 | 0.048441 | 8.971 | 0.74558 | 0.83747 | 8.413 | 9.6586 | 11.4831 | 2.2071 | 0.18498 | 26.5133 | 1243.4707 | 15.3125 | 74.1891 | 1.7538 | 60.0915 | 0 | 0
693 | 17.9398 | 0.34231 | 0.086304 | 0.88981 | 0.062391 | 0.22154 | 22.3703 | 0.83342 | 0.91677 | 0.57054 | 1.2474 | 1.5282 | 9.7798 | 4.4525 | 3.7701 | 0.49671 | 0.89762 | 0.069727 | 8.5279 | 0.75502 | 0.85759 | 14.097 | 8.7292 | 14.7981 | 2.169 | 0.072711 | 23.9088 | 1183.7193 | 12.9089 | 71.257 | 1.9462 | 60.0915 | 0 | 0
694 | 17.4569 | 0.2793 | 0.090884 | 0.89496 | 0.044793 | 0.19609 | 23.14 | 0.893 | 0.91535 | 0.011848 | 1.4951 | 1.2981 | 11.6742 | 2.4634 | 0.89418 | 0.77638 | 0.20471 | 0.025055 | 7.1748 | 0.7883 | 0.79706 | 13.0898 | 6.5248 | 13.4962 | 2.1899 | 0.14978 | 22.7562 | 1241.9114 | 11.4231 | 74.4485 | 1.9219 | 63.0915 | 0 | 0
695 | 24.9304 | 0.34654 | 0.088161 | 0.90263 | 0.07622 | 0.2011 | 23.0767 | 0.86024 | 0.95785 | 0.33488 | 1.3179 | 1.5046 | 14.0807 | 1.9199 | 3.3675 | 1.3385 | 0.25873 | 0.024358 | 7.5724 | 0.82614 | 0.87039 | 10.7313 | 8.6952 | 8.3532 | 2.0768 | -0.13335 | 22.5984 | 1226.9155 | 11.8973 | 72.1419 | 1.4866 | 60.0915 | 0 | 0
696 | 23.189 | 0.29759 | 0.10306 | 0.89945 | 0.054041 | 0.18808 | 20.0983 | 0.81081 | 0.93653 | 0.39976 | 1.4206 | 1.3136 | 9.6444 | 2.3268 | 3.2092 | 1.903 | 0.31002 | 0.063967 | 8.786 | 0.82405 | 0.84867 | 11.855 | 6.6302 | 15.1456 | 2.1073 | -0.14209 | 22.8916 | 1253.5455 | 11.409 | 73.8375 | 2.0256 | 60.0915 | 0 | 0
697 | 20.9071 | 0.37535 | 0.084076 | 0.85354 | 0.048687 | 0.21565 | 24.2935 | 0.9145 | 0.9642 | 0.09208 | 1.2143 | 1.7977 | 10.8058 | 3.5433 | 0.99164 | 1.2497 | 0.40803 | 0.039882 | 8.027 | 0.76165 | 0.9265 | 10.7624 | 7.395 | 8.8326 | 2.1089 | 0.057046 | 23.4386 | 1180.3773 | 12.9798 | 70.4049 | 1.4975 | 60.0915 | 0 | 0
698 | 18.6589 | 0.35967 | 0.095993 | 0.83257 | 0.045235 | 0.20646 | 15.5617 | 0.81936 | 0.95439 | 0.020405 | 1.1671 | 1.7458 | 9.6259 | 3.5907 | 2.0077 | 0.79909 | 0.15338 | 0.06161 | 8.2018 | 0.80412 | 0.81681 | 12.4013 | 7.9486 | 9.2925 | 2.0435 | -0.19841 | 23.8891 | 1197.8863 | 13.195 | 71.5762 | 1.5478 | 60.0915 | 0 | 0
699 | 30.3881 | 0.35482 | 0.087973 | 0.87429 | 0.06074 | 0.21258 | 23.2128 | 0.82874 | 0.93529 | 0.034307 | 1.2484 | 1.7611 | 9.8426 | 2.4985 | 1.7645 | 1.6032 | 0.16507 | 0.067256 | 8.0724 | 0.74942 | 0.92804 | 11.6135 | 8.3519 | 10.0028 | 2.2672 | 0.004007 | 23.6663 | 1228.6484 | 13.0481 | 71.4676 | 1.5985 | 60.0915 | 0 | 0
700 | 24.1521 | 0.29369 | 0.093168 | 0.82288 | 0.037735 | 0.22333 | 24.6678 | 0.90757 | 0.94611 | 0.19209 | 1.5535 | 1.421 | 10.2387 | 2.003 | 1.9093 | 1.7663 | 1.0469 | 0.047951 | 8.7992 | 0.81213 | 0.87535 | 13.7253 | 7.6715 | 11.2354 | 2.163 | -0.02952 | 21.509 | 1258.3863 | 10.3285 | 73.8745 | 1.7291 | 60.0915 | 0 | 0
701 | 26.0575 | 0.3016 | 0.10158 | 0.84216 | 0.069998 | 0.22144 | 29.3969 | 0.87532 | 0.96037 | 0.13679 | 1.3925 | 1.2674 | 13.2021 | 3.3009 | 2.0117 | 1.0501 | 1.1924 | 0.053911 | 7.1441 | 0.77155 | 0.8655 | 7.3226 | 9.3117 | 14.3692 | 2.3176 | 0.15274 | 22.9762 | 1255.6634 | 11.6475 | 73.4211 | 1.9588 | 60.0915 | 0 | 0
702 | 24.6998 | 0.37989 | 0.08715 | 0.9007 | 0.064779 | 0.19687 | 18.592 | 0.80242 | 0.95741 | 0.16679 | 1.2858 | 1.6426 | 11.9386 | 2.5394 | 2.7057 | 0.94683 | 0.94554 | 0.072093 | 7.4507 | 0.79777 | 0.83693 | 11.3043 | 9.9594 | 8.9228 | 2.0953 | -0.13166 | 23.2518 | 1210.6454 | 12.635 | 71.3814 | 1.5184 | 60.0915 | 0 | 0
703 | 23.181 | 0.3364 | 0.10556 | 0.85101 | 0.06873 | 0.19703 | 17.2565 | 0.88059 | 0.91794 | 0.44167 | 1.3226 | 1.1805 | 12.3934 | 4.0069 | 3.4013 | 0.63836 | 0.64382 | 0.079646 | 7.8174 | 0.84648 | 0.84623 | 11.6887 | 6.7967 | 14.7715 | 1.9778 | -0.25862 | 23.1451 | 1221.871 | 11.9545 | 72.5386 | 1.9703 | 60.0915 | 0 | 0
704 | 20.4415 | 0.32296 | 0.098184 | 0.87517 | 0.038392 | 0.22182 | 15.5325 | 0.81896 | 0.94977 | 0.19231 | 1.3917 | 1.7148 | 8.3333 | 3.4733 | 2.1021 | 0.90051 | 0.95336 | 0.077085 | 7.0096 | 0.77565 | 0.8311 | 6.0913 | 6.87 | 15.1154 | 2.0723 | 0.021692 | 22.7292 | 1223.1613 | 11.4361 | 72.5287 | 1.9957 | 60.0915 | 0 | 0
705 | 18.8399 | 0.30876 | 0.11245 | 0.82046 | 0.052386 | 0.19719 | 27.8336 | 0.88231 | 0.94928 | 0.49519 | 1.1455 | 1.5616 | 12.1199 | 2.0869 | 3.3414 | 1.6377 | 1.1272 | 0.066576 | 8.6502 | 0.80049 | 0.8252 | 13.4001 | 9.5603 | 13.7812 | 2.2143 | 0.046087 | 24.5919 | 1233.0702 | 13.2689 | 73.1748 | 1.9095 | 60.0915 | 0 | 0
706 | 32.2458 | 0.30125 | 0.090112 | 0.83291 | 0.054581 | 0.23239 | 16.6939 | 0.90249 | 0.92168 | 0.11209 | 1.1178 | 1.6231 | 6.2537 | 2.1588 | 0.55208 | 1.4163 | 0.68668 | 0.079886 | 7.825 | 0.73044 | 0.85681 | 9.9989 | 6.4635 | 12.9875 | 2.205 | 0.33078 | 25.5803 | 1280.0461 | 14.3795 | 73.677 | 1.8584 | 60.0915 | 0 | 0
707 | 15.3607 | 0.30672 | 0.094271 | 0.86879 | 0.049217 | 0.22112 | 20.5809 | 0.83171 | 0.95165 | 0.1879 | 0.99032 | 1.1389 | 10.8525 | 2.0925 | 3.0046 | 1.9296 | 0.10747 | 0.063674 | 6.1012 | 0.83469 | 0.85013 | 9.2745 | 7.8673 | 8.5354 | 2.0655 | -0.24832 | 26.4848 | 1213.5262 | 15.6564 | 72.8247 | 1.5093 | 60.0915 | 0 | 0
708 | 21.7474 | 0.30497 | 0.093624 | 0.87542 | 0.059563 | 0.21868 | 23.7893 | 0.84047 | 0.95914 | 0.23562 | 1.479 | 1.6083 | 12.3844 | 3.1034 | 1.4785 | 0.63217 | 0.53152 | 0.020645 | 6.7639 | 0.79268 | 0.86338 | 10.767 | 8.7125 | 11.3768 | 2.1718 | 0.0040328 | 21.6778 | 1236.3004 | 10.5928 | 73.0432 | 1.726 | 60.0915 | 0 | 0
709 | 20.5747 | 0.30806 | 0.091891 | 0.89108 | 0.045217 | 0.20119 | 28.4904 | 0.88743 | 0.94701 | 0.63372 | 1.1616 | 1.6038 | 11.4432 | 2.1766 | 2.6852 | 0.4179 | 0.90503 | 0.054216 | 9.429 | 0.76999 | 0.84497 | 12.7034 | 9.4948 | 13.9677 | 2.2288 | 0.23514 | 24.4845 | 1236.8804 | 13.1533 | 73.1572 | 1.9232 | 60.0915 | 0 | 0
710 | 23.6487 | 0.31429 | 0.087644 | 0.90063 | 0.057798 | 0.20706 | 19.8545 | 0.92482 | 0.93326 | 0.33588 | 1.1068 | 1.2547 | 7.312 | 4.8788 | 3.4647 | 1.6939 | 1.1125 | 0.063213 | 8.1674 | 0.82171 | 0.88485 | 8.4015 | 7.4511 | 14.9143 | 2.008 | -0.025899 | 25.6289 | 1233.4602 | 14.353 | 72.9978 | 1.9907 | 60.0915 | 0 | 0
711 | 19.8369 | 0.30042 | 0.10595 | 0.87719 | 0.037795 | 0.20563 | 26.5189 | 0.88415 | 0.9181 | 0.13003 | 1.2796 | 1.2456 | 14.899 | 2.6037 | 2.4962 | 1.3114 | 0.79921 | 0.041105 | 9.9169 | 0.80794 | 0.84846 | 10.501 | 6.5448 | 11.498 | 2.205 | -0.038215 | 23.9563 | 1231.9235 | 12.8843 | 73.6717 | 1.7453 | 60.0915 | 0 | 0
712 | 22.9768 | 0.29263 | 0.090681 | 0.88928 | 0.033687 | 0.20332 | 15.6146 | 0.92785 | 0.91006 | 0.11269 | 1.3727 | 1.8479 | 11.136 | 3.0517 | 3.8238 | 1.2165 | 0.18785 | 0.04768 | 9.7465 | 0.74974 | 0.82796 | 12.4125 | 6.3188 | 15.9765 | 2.0735 | 0.30875 | 23.2547 | 1243.8421 | 11.8138 | 73.8409 | 2.0887 | 60.0915 | 0 | 0
713 | 18.0721 | 0.29939 | 0.094912 | 0.8983 | 0.040834 | 0.2113 | 17.3234 | 0.89558 | 0.9419 | 0.24552 | 1.1547 | 1.7786 | 13.2912 | 2.3768 | 2.4338 | 1.2648 | 0.96622 | 0.045883 | 9.0464 | 0.81524 | 0.88637 | 9.7833 | 7.6505 | 15.1315 | 1.9697 | -0.052483 | 25.2451 | 1223.2685 | 13.896 | 73.0188 | 2.0074 | 60.0915 | 0 | 0
714 | 26.4375 | 0.29879 | 0.10197 | 0.86147 | 0.053654 | 0.19179 | 15.7619 | 0.87617 | 0.95591 | 0.40698 | 1.0672 | 1.5745 | 9.3354 | 1.4069 | 2.9041 | 1.0519 | 0.28772 | 0.058252 | 9.1089 | 0.8476 | 0.86268 | 9.8514 | 6.9945 | 10.2808 | 1.9693 | -0.15049 | 25.478 | 1273.5602 | 14.2829 | 73.9598 | 1.6576 | 60.0915 | 0 | 0
715 | 19.06 | 0.34697 | 0.099067 | 0.87957 | 0.044901 | 0.21505 | 25.3526 | 0.89869 | 0.94482 | 0.43974 | 1.0469 | 1.3742 | 14.1967 | 2.3209 | 1.8941 | 1.5794 | 0.98993 | 0.041518 | 8.9477 | 0.81452 | 0.80413 | 12.0188 | 8.1276 | 15.6074 | 2.1221 | 0.027966 | 26.4873 | 1218.1998 | 15.1736 | 72.5132 | 2.0324 | 60.0915 | 0 | 0
716 | 20.3279 | 0.34997 | 0.10714 | 0.87105 | 0.052214 | 0.19391 | 21.659 | 0.9116 | 0.9399 | 0.23666 | 1.2878 | 1.8112 | 13.0023 | 2.0675 | 1.8477 | 1.2247 | 0.80304 | 0.051101 | 9.9897 | 0.76295 | 0.87761 | 8.5166 | 9.7957 | 15.2028 | 2.0843 | 0.1258 | 23.7289 | 1194.8789 | 12.6711 | 71.4047 | 1.9791 | 60.0915 | 0 | 0
717 | 24.89 | 0.33743 | 0.074542 | 0.86977 | 0.048519 | 0.20137 | 22.0008 | 0.90976 | 0.94903 | 0.12482 | 1.3629 | 1.1342 | 8.6448 | 2.3376 | 3.2698 | 1.675 | 1.0788 | 0.057818 | 9.0934 | 0.82419 | 0.8015 | 8.7845 | 6.6683 | 12.2605 | 2.1037 | 0.0018018 | 22.8533 | 1245.1013 | 11.7275 | 73.2523 | 1.7957 | 60.0915 | 0 | 0
718 | 29.6108 | 0.36464 | 0.075919 | 0.83856 | 0.047251 | 0.19772 | 11.9052 | 0.83693 | 0.95283 | 0.30275 | 1.1534 | 1.4466 | 11.4363 | 2.8665 | 1.8063 | 1.9665 | 1.1879 | 0.07877 | 9.394 | 0.83084 | 0.83017 | 7.6121 | 8.5062 | 9.2486 | 1.9679 | -0.23439 | 23.9749 | 1253.8623 | 13.1249 | 72.3814 | 1.5564 | 60.0915 | 0 | 0
719 | 21.4997 | 0.29851 | 0.095972 | 0.86307 | 0.035937 | 0.20233 | 18.7067 | 0.87321 | 0.91737 | 0.3634 | 1.0173 | 1.7618 | 13.4057 | 4.5929 | 1.3356 | 0.95327 | 0.34631 | 0.071949 | 9.6109 | 0.77691 | 0.85126 | 11.016 | 8.0827 | 10.3141 | 2.1261 | 0.088451 | 26.5308 | 1237.1767 | 15.5133 | 73.4122 | 1.6518 | 60.0915 | 0 | 0
720 | 28.1578 | 0.36143 | 0.080776 | 0.88125 | 0.057561 | 0.23719 | 20.9363 | 0.91028 | 0.92422 | 0.22549 | 1.3633 | 1.4302 | 12.7822 | 2.19 | 2.3977 | 0.85229 | 0.47112 | 0.046 | 8.3154 | 0.79076 | 0.83237 | 12.6751 | 9.6381 | 8.598 | 2.1116 | 0.064757 | 22.5102 | 1232.9634 | 11.8626 | 72.3244 | 1.5075 | 60.0915 | 0 | 0
721 | 15.4248 | 0.27903 | 0.0973 | 0.89241 | 0.061539 | 0.21237 | 23.8035 | 0.84784 | 0.95275 | 0.36955 | 1.2121 | 1.7002 | 13.3417 | 4.3868 | 2.377 | 1.9391 | 0.20318 | 0.059154 | 6.4439 | 0.79337 | 0.88882 | 13.1643 | 8.1598 | 13.9934 | 2.1334 | 0.021058 | 24.3168 | 1224.7001 | 12.9842 | 73.264 | 1.9269 | 60.0915 | 0 | 0
722 | 23.1986 | 0.32641 | 0.088514 | 0.89793 | 0.050266 | 0.21538 | 18.5051 | 0.84447 | 0.9366 | 0.3943 | 1.047 | 1.8567 | 9.8517 | 3.5559 | 3.7517 | 0.80065 | 0.14071 | 0.054596 | 7.9506 | 0.83383 | 0.86636 | 7.3083 | 7.9707 | 11.6539 | 2.0282 | -0.21052 | 26.2644 | 1232.692 | 15.2165 | 72.7515 | 1.7416 | 60.0915 | 0 | 0
723 | 22.9442 | 0.31674 | 0.074081 | 0.86906 | 0.05078 | 0.21193 | 14.6687 | 0.91738 | 0.95327 | 0.062221 | 1.285 | 1.3948 | 10.9973 | 4.4599 | 3.1628 | 1.6457 | 0.8821 | 0.03818 | 8.5165 | 0.80981 | 0.89112 | 12.1452 | 8.3559 | 13.086 | 1.9375 | -0.042501 | 23.7226 | 1226.2212 | 12.6242 | 72.5512 | 1.8452 | 60.0915 | 0 | 0
724 | 25.3709 | 0.28876 | 0.08992 | 0.89847 | 0.06225 | 0.21308 | 21.8495 | 0.83988 | 0.95143 | 0.41106 | 1.3417 | 1.5828 | 11.3192 | 3.0565 | 2.3193 | 1.7943 | 0.60955 | 0.049438 | 7.5147 | 0.78013 | 0.81645 | 8.5688 | 7.7439 | 15.245 | 2.1947 | 0.191 | 23.3179 | 1275.6221 | 11.7235 | 74.2618 | 2.0524 | 63.0915 | 0 | 0
725 | 17.3312 | 0.2923 | 0.11569 | 0.89828 | 0.056146 | 0.19234 | 15.7129 | 0.81843 | 0.91113 | 0.2603 | 1.22 | 1.622 | 8.7592 | 2.4167 | 3.7268 | 1.5536 | 1.0372 | 0.036613 | 9.9859 | 0.78388 | 0.8656 | 6.3524 | 8.3158 | 15.985 | 2.0557 | -0.046965 | 24.4776 | 1214.6328 | 13.1324 | 73.0039 | 2.0714 | 60.0915 | 0 | 0
726 | 20.0451 | 0.37461 | 0.098259 | 0.84746 | 0.051102 | 0.22227 | 15.1539 | 0.87436 | 0.95542 | 0.24714 | 1.0423 | 1.1704 | 14.8442 | 2.7016 | 1.594 | 0.85298 | 1.0709 | 0.02657 | 9.9974 | 0.82031 | 0.88554 | 7.5992 | 9.4814 | 10.0494 | 1.9135 | -0.24548 | 25.1534 | 1184.7857 | 14.5229 | 70.739 | 1.591 | 60.0915 | 0 | 0
727 | 21.1941 | 0.33724 | 0.10734 | 0.9067 | 0.035399 | 0.2174 | 20.4559 | 0.91657 | 0.91483 | 0.052516 | 1.2375 | 1.699 | 12.7028 | 2.0595 | 1.1111 | 1.8063 | 0.96377 | 0.065534 | 6.2342 | 0.84978 | 0.85819 | 11.7898 | 7.9674 | 14.4789 | 1.9961 | -0.22508 | 24.2705 | 1217.2157 | 13.1276 | 72.8189 | 1.9544 | 60.0915 | 0 | 0
728 | 23.0534 | 0.29953 | 0.083546 | 0.83837 | 0.054622 | 0.20444 | 11.6378 | 0.86337 | 0.94991 | 0.67268 | 1.4185 | 1.2759 | 15.6283 | 3.3875 | 0.63482 | 1.5635 | 0.48086 | 0.07032 | 6.2317 | 0.75669 | 0.91111 | 9.0878 | 6.8427 | 11.7411 | 1.9686 | 0.14383 | 21.6477 | 1233.132 | 10.5408 | 72.4473 | 1.7426 | 60.0915 | 0 | 0
729 | 18.1701 | 0.33291 | 0.097413 | 0.87263 | 0.060616 | 0.20473 | 17.6524 | 0.84217 | 0.95252 | 0.54152 | 1.1582 | 1.795 | 12.9125 | 3.1349 | 0.98122 | 1.4655 | 0.75564 | 0.062588 | 9.1982 | 0.84699 | 0.85092 | 8.0085 | 7.6031 | 10.2622 | 1.9532 | -0.27086 | 24.0303 | 1211.5815 | 13.1132 | 72.1138 | 1.6274 | 60.0915 | 0 | 0
730 | 20.8481 | 0.30347 | 0.093886 | 0.90764 | 0.051147 | 0.18289 | 13.227 | 0.86086 | 0.96049 | 0.64869 | 0.97635 | 1.1578 | 10.3082 | 4.4169 | 1.9292 | 0.49944 | 0.15108 | 0.0433 | 8.4231 | 0.80177 | 0.86956 | 8.5225 | 7.9315 | 15.2866 | 1.9256 | 0.052983 | 26.8239 | 1237.4167 | 15.3616 | 72.955 | 2.0178 | 60.0915 | 0 | 0
731 | 24.8157 | 0.38289 | 0.10011 | 0.88382 | 0.072741 | 0.22786 | 13.701 | 0.91503 | 0.94691 | 0.16128 | 1.3704 | 1.8551 | 11.8058 | 3.7725 | 2.1533 | 0.53397 | 0.5373 | 0.044893 | 6.5467 | 0.80533 | 0.86824 | 9.0241 | 7.1767 | 8.2177 | 1.8919 | -0.056126 | 22.1919 | 1200.4496 | 11.7115 | 71.0101 | 1.4611 | 60.0915 | 0 | 0
732 | 26.1251 | 0.25768 | 0.065849 | 0.82168 | 0.077858 | 0.22605 | 24.1758 | 0.83213 | 0.95206 | 0.097914 | 1.4582 | 1.5771 | 10.259 | 4.2836 | 2.6192 | 0.5545 | 0.54034 | 0.037541 | 7.5447 | 0.80667 | 0.91644 | 10.6021 | 8.5259 | 9.3685 | 2.2997 | -0.10617 | 22.998 | 1334.8532 | 11.4356 | 77.2067 | 1.646 | 63.0915 | 0 | 0
733 | 28.7911 | 0.35515 | 0.084361 | 0.89862 | 0.057611 | 0.19625 | 14.7085 | 0.85445 | 0.90549 | 0.32045 | 1.389 | 1.5727 | 8.133 | 3.6119 | 0.84095 | 1.2143 | 1.1005 | 0.040057 | 7.6094 | 0.75129 | 0.82605 | 7.5793 | 7.478 | 12.1299 | 2.1009 | 0.15911 | 22.621 | 1230.2733 | 11.7415 | 72.1564 | 1.7666 | 60.0915 | 0 | 0
734 | 21.0328 | 0.33947 | 0.093001 | 0.87685 | 0.046142 | 0.19898 | 18.9252 | 0.85116 | 0.92862 | 0.32684 | 1.4796 | 1.6681 | 10.0203 | 1.8334 | 1.8886 | 1.1744 | 0.98631 | 0.068346 | 6.0721 | 0.82012 | 0.88854 | 8.9806 | 9.9333 | 15.8146 | 2.0173 | -0.24586 | 21.8047 | 1205.7005 | 10.6209 | 71.8678 | 2.0342 | 60.0915 | 0 | 0
735 | 18.2722 | 0.32232 | 0.10527 | 0.90741 | 0.049734 | 0.20765 | 19.5774 | 0.8558 | 0.93087 | 0.071858 | 1.1711 | 1.1407 | 9.6701 | 3.4035 | 3.0786 | 0.49156 | 0.90348 | 0.042862 | 9.9608 | 0.79271 | 0.84693 | 11.2916 | 6.0001 | 11.8474 | 2.078 | -0.025803 | 24.9544 | 1205.559 | 14.024 | 72.4752 | 1.7508 | 60.0915 | 0 | 0
736 | 21.3414 | 0.26891 | 0.071378 | 0.88268 | 0.047375 | 0.23504 | 15.0303 | 0.9306 | 0.94775 | 0.44566 | 0.99681 | 1.5734 | 15.901 | 4.1997 | 3.958 | 0.42664 | 0.42261 | 0.030679 | 9.3428 | 0.81816 | 0.83493 | 8.2323 | 8.9799 | 9.0999 | 1.9679 | 0.14025 | 26.6878 | 1274.3081 | 15.4529 | 74.815 | 1.5904 | 63.0915 | 0 | 0
737 | 23.8918 | 0.31297 | 0.096109 | 0.87825 | 0.042468 | 0.19673 | 25.2099 | 0.85593 | 0.94575 | 0.61589 | 0.99619 | 1.2174 | 10.3581 | 4.0606 | 3.2508 | 1.1631 | 1.1579 | 0.025464 | 9.5625 | 0.81437 | 0.84249 | 10.039 | 6.8933 | 9.1816 | 2.1761 | -0.008734 | 26.4548 | 1254.5189 | 15.4221 | 73.5392 | 1.5677 | 60.0915 | 0 | 0
738 | 19.4934 | 0.38591 | 0.10859 | 0.88123 | 0.039316 | 0.21434 | 12.4724 | 0.9101 | 0.9453 | 0.0076988 | 1.1944 | 1.5752 | 12.5975 | 2.7851 | 3.3968 | 0.5067 | 0.37393 | 0.038229 | 9.5668 | 0.76898 | 0.82239 | 7.951 | 9.408 | 12.139 | 1.9228 | 0.10007 | 23.8509 | 1182.6443 | 13.0954 | 70.9291 | 1.746 | 60.0915 | 0 | 0
739 | 27.4181 | 0.34314 | 0.10763 | 0.89878 | 0.068193 | 0.18343 | 21.3617 | 0.81442 | 0.92514 | 0.11425 | 1.181 | 1.2138 | 10.4843 | 1.9354 | 3.4721 | 0.53273 | 0.46119 | 0.025584 | 7.6285 | 0.74864 | 0.85971 | 14.0316 | 9.7543 | 9.7211 | 2.2466 | 0.099686 | 24.7502 | 1224.4232 | 14.0683 | 72.0862 | 1.5875 | 60.0915 | 0 | 0
740 | 19.3513 | 0.28052 | 0.088707 | 0.81385 | 0.044942 | 0.23196 | 13.2564 | 0.78021 | 0.94637 | 0.48911 | 1.1348 | 1.2043 | 11.052 | 3.2331 | 1.5338 | 1.5931 | 0.59809 | 0.072978 | 8.6827 | 0.76383 | 0.84113 | 10.8117 | 7.3412 | 9.9622 | 2.12 | 0.025861 | 24.2412 | 1239.8975 | 13.1369 | 73.3456 | 1.624 | 60.0915 | 0 | 0
741 | 22.2759 | 0.2866 | 0.093906 | 0.91685 | 0.036588 | 0.20043 | 21.4679 | 0.80267 | 0.95377 | 0.2546 | 1.443 | 1.4145 | 14.9874 | 2.0508 | 1.8229 | 0.49076 | 0.92802 | 0.024918 | 8.0396 | 0.81348 | 0.84343 | 9.955 | 6.9357 | 8.6773 | 2.147 | -0.064483 | 21.7465 | 1266.2002 | 10.6498 | 74.2978 | 1.5501 | 63.0915 | 0 | 0
742 | 10.5909 | 0.3496 | 0.093077 | 0.91135 | 0.044608 | 0.23373 | 22.2849 | 0.90163 | 0.95982 | 0.033083 | 1.1993 | 1.5012 | 8.2317 | 1.2883 | 2.1141 | 0.97641 | 1.14 | 0.074417 | 8.2734 | 0.81833 | 0.81747 | 10.0789 | 8.2151 | 15.9295 | 2.0014 | -0.043015 | 24.2639 | 1177.5093 | 13.1102 | 71.5644 | 2.0356 | 60.0915 | 0 | 0
743 | 32.6421 | 0.33965 | 0.10533 | 0.89063 | 0.031751 | 0.21941 | 19.0266 | 0.81033 | 0.96697 | 0.23494 | 1.3908 | 1.7654 | 13.9513 | 1.9447 | 1.6022 | 0.74522 | 0.53257 | 0.062132 | 9.8957 | 0.8001 | 0.84272 | 10.9924 | 7.8794 | 13.0438 | 2.139 | -0.026039 | 22.6421 | 1295.2338 | 11.3273 | 73.4202 | 1.8582 | 60.0915 | 0 | 0
744 | 14.1421 | 0.32259 | 0.10092 | 0.86186 | 0.051533 | 0.20097 | 17.9121 | 0.91257 | 0.92028 | 0.56483 | 1.1483 | 1.1504 | 9.5276 | 2.5673 | 2.534 | 1.6879 | 0.62186 | 0.068215 | 6.3069 | 0.80542 | 0.8679 | 9.6973 | 6.8335 | 13.3523 | 1.9548 | -0.045731 | 24.9689 | 1188.0356 | 13.9569 | 71.8432 | 1.8511 | 60.0915 | 0 | 0
745 | 21.8777 | 0.35249 | 0.079494 | 0.89213 | 0.052454 | 0.22716 | 13.836 | 0.83598 | 0.95774 | 0.12682 | 1.2233 | 1.5238 | 9.8964 | 2.4967 | 1.6494 | 0.6807 | 0.92333 | 0.07262 | 8.4011 | 0.8528 | 0.83866 | 10.5753 | 6.9058 | 9.5564 | 1.9149 | -0.32069 | 23.6831 | 1218.3038 | 12.8746 | 72.1809 | 1.5759 | 60.0915 | 0 | 0
746 | 20.2278 | 0.35302 | 0.1014 | 0.89043 | 0.052498 | 0.19968 | 19.152 | 0.93593 | 0.92629 | 0.24902 | 1.2158 | 1.8298 | 14.7472 | 4.3675 | 3.1851 | 1.0088 | 0.23229 | 0.057156 | 9.4826 | 0.85941 | 0.86192 | 11.1189 | 6.6227 | 11.278 | 1.9166 | -0.23884 | 23.9748 | 1203.7088 | 13.1375 | 72.0481 | 1.7014 | 60.0915 | 0 | 0
747 | 22.055 | 0.29888 | 0.10275 | 0.88217 | 0.057386 | 0.2134 | 16.9144 | 0.81371 | 0.91306 | 0.32339 | 1.4365 | 1.7733 | 12.3165 | 3.8533 | 1.9627 | 1.3659 | 0.49673 | 0.021669 | 9.6134 | 0.82093 | 0.83598 | 9.1504 | 8.4331 | 13.2625 | 2.0804 | -0.18317 | 22.7468 | 1242.3468 | 11.482 | 73.6836 | 1.8798 | 60.0915 | 0 | 0
748 | 20.1204 | 0.30234 | 0.092861 | 0.84931 | 0.069693 | 0.20015 | 26.7415 | 0.84109 | 0.91439 | 0.55203 | 0.95937 | 1.6934 | 11.6821 | 3.1801 | 2.0773 | 1.1435 | 0.1535 | 0.043154 | 7.3919 | 0.78536 | 0.85324 | 12.5635 | 9.3464 | 14.7302 | 2.2878 | -0.0095095 | 28.0396 | 1222.4582 | 16.7806 | 72.9189 | 1.9757 | 60.0915 | 0 | 0
749 | 31.1335 | 0.34108 | 0.10008 | 0.88763 | 0.059943 | 0.19417 | 13.7156 | 0.83253 | 0.95709 | 0.4588 | 1.3258 | 1.4122 | 13.3462 | 4.2405 | 2.4295 | 0.84119 | 0.7129 | 0.021309 | 8.9801 | 0.82308 | 0.80964 | 10.4497 | 6.9585 | 10.6284 | 2.0007 | -0.051328 | 22.7608 | 1281.8528 | 11.6368 | 73.3482 | 1.6742 | 60.0915 | 0 | 0
750 | 23.4801 | 0.30453 | 0.11442 | 0.84523 | 0.054984 | 0.19602 | 15.2471 | 0.88239 | 0.94551 | 0.35681 | 1.4454 | 1.2919 | 8.4705 | 1.5944 | 1.4758 | 1.9636 | 0.5633 | 0.036397 | 7.7683 | 0.82774 | 0.78595 | 10.0456 | 6.4829 | 12.0359 | 1.995 | -0.001071 | 21.9528 | 1262.6624 | 10.6297 | 74.1126 | 1.7939 | 60.0915 | 0 | 0
751 | 18.7122 | 0.28491 | 0.085318 | 0.905 | 0.051847 | 0.21064 | 17.4721 | 0.8888 | 0.95504 | 0.060029 | 1.2664 | 1.3328 | 7.8309 | 3.2645 | 1.0467 | 1.8047 | 1.0483 | 0.07013 | 9.3245 | 0.83712 | 0.83317 | 9.1964 | 9.3761 | 14.6499 | 1.9908 | -0.050846 | 24.233 | 1246.3129 | 12.7523 | 74.1458 | 1.9949 | 60.0915 | 0 | 0
752 | 22.309 | 0.31272 | 0.098656 | 0.84897 | 0.034649 | 0.214 | 20.034 | 0.87684 | 0.94769 | 0.66093 | 1.2987 | 1.2364 | 13.9444 | 2.3321 | 3.6555 | 0.712 | 0.44114 | 0.036548 | 6.5241 | 0.79356 | 0.83352 | 11.4548 | 9.8223 | 14.0996 | 2.0804 | 0.087428 | 23.0474 | 1245.8265 | 11.6536 | 73.2156 | 1.9344 | 60.0915 | 0 | 0
753 | 29.4877 | 0.31115 | 0.068111 | 0.89994 | 0.049 | 0.21928 | 19.2923 | 0.85708 | 0.94668 | 0.3978 | 1.0898 | 1.1758 | 11.9835 | 2.4769 | 2.3677 | 0.44613 | 0.21914 | 0.030264 | 6.0105 | 0.7761 | 0.89686 | 11.5388 | 9.903 | 14.9646 | 2.1386 | 0.096131 | 25.6267 | 1264.6135 | 14.266 | 73.1598 | 1.9985 | 60.0915 | 0 | 0
754 | 13.7171 | 0.29157 | 0.10746 | 0.85579 | 0.04998 | 0.2245 | 14.9411 | 0.82181 | 0.92037 | 0.28353 | 1.3478 | 1.8051 | 10.7264 | 2.5951 | 1.3505 | 1.2981 | 0.30635 | 0.042329 | 6.676 | 0.78143 | 0.85224 | 9.6 | 8.4625 | 12.9575 | 2.0393 | -0.057248 | 22.8928 | 1205.3008 | 11.7722 | 72.7089 | 1.8385 | 60.0915 | 0 | 0
755 | 19.1204 | 0.29127 | 0.096499 | 0.88575 | 0.062058 | 0.21177 | 26.7815 | 0.8 | 0.95842 | 0.46792 | 1.0132 | 1.5565 | 8.0706 | 1.9576 | 2.4423 | 1.8961 | 0.9979 | 0.049936 | 6.2021 | 0.81804 | 0.84382 | 7.7775 | 8.5033 | 12.402 | 2.2354 | -0.097917 | 26.7117 | 1244.5511 | 15.4061 | 73.6875 | 1.8147 | 60.0915 | 0 | 0
756 | 16.3431 | 0.27871 | 0.094741 | 0.91631 | 0.068658 | 0.21124 | 12.3283 | 0.8224 | 0.95225 | 0.41216 | 1.1984 | 1.8043 | 12.3257 | 1.1137 | 0.94563 | 1.014 | 0.05122 | 0.065323 | 6.7021 | 0.77123 | 0.89314 | 10.0156 | 8.1923 | 9.0508 | 1.9584 | 0.089488 | 23.8724 | 1223.4074 | 12.9193 | 72.9914 | 1.5503 | 60.0915 | 0 | 0
757 | 15.9166 | 0.30048 | 0.077823 | 0.90399 | 0.044257 | 0.20737 | 14.1407 | 0.88619 | 0.93929 | 0.016406 | 0.95573 | 1.5001 | 12.2706 | 2.5614 | 3.0875 | 1.2873 | 0.19655 | 0.075324 | 8.181 | 0.84955 | 0.81797 | 7.7212 | 7.2929 | 11.0828 | 1.9269 | -0.16321 | 27.7955 | 1225.0009 | 16.7105 | 73.5655 | 1.7122 | 60.0915 | 0 | 0
758 | 16.2797 | 0.31082 | 0.10563 | 0.82489 | 0.048434 | 0.2018 | 17.0154 | 0.81248 | 0.90753 | 0.14464 | 1.1229 | 1.6401 | 12.6261 | 2.8634 | 2.2632 | 0.77572 | 0.063893 | 0.066626 | 8.6576 | 0.81313 | 0.8621 | 13.7661 | 6.1248 | 9.1893 | 2.0961 | -0.32305 | 25.0743 | 1201.5051 | 14.3328 | 72.4813 | 1.5528 | 60.0915 | 0 | 0
759 | 20.8144 | 0.28909 | 0.085357 | 0.81336 | 0.049775 | 0.21189 | 14.8964 | 0.80708 | 0.94446 | 0.068124 | 1.3058 | 1.1836 | 7.1512 | 2.894 | 2.2331 | 1.9254 | 1.0121 | 0.069292 | 8.0816 | 0.79958 | 0.84261 | 7.3706 | 6.3664 | 9.592 | 2.1084 | -0.1604 | 22.9066 | 1239.519 | 11.9069 | 73.484 | 1.5979 | 60.0915 | 0 | 0
760 | 21.7584 | 0.28774 | 0.11303 | 0.87311 | 0.047984 | 0.23644 | 14.8335 | 0.92319 | 0.93276 | 0.26372 | 1.113 | 1.5636 | 14.6012 | 3.9287 | 0.9067 | 0.48784 | 1.0624 | 0.050704 | 9.5856 | 0.80725 | 0.86834 | 10.1381 | 7.848 | 9.3304 | 1.9597 | 0.051198 | 25.2269 | 1246.7416 | 14.2093 | 73.8117 | 1.5832 | 60.0915 | 0 | 0
761 | 18.5917 | 0.3732 | 0.10497 | 0.86736 | 0.061357 | 0.21151 | 19.7453 | 0.87084 | 0.92157 | 0.55833 | 1.2295 | 1.7203 | 13.364 | 3.0281 | 1.062 | 0.81232 | 0.30495 | 0.022855 | 7.565 | 0.79691 | 0.82685 | 10.1671 | 6.8397 | 14.0223 | 2.0412 | -0.05309 | 23.8889 | 1185.3422 | 12.9398 | 71.1614 | 1.887 | 60.0915 | 0 | 0
762 | 21.2734 | 0.25679 | 0.093593 | 0.86591 | 0.042947 | 0.22029 | 20.4204 | 0.87462 | 0.91526 | 0.29336 | 1.5436 | 1.1541 | 12.8847 | 1.2147 | 2.17 | 0.97081 | 0.32562 | 0.032338 | 9.1417 | 0.85796 | 0.78915 | 11.8708 | 8.8404 | 14.5698 | 2.1186 | -0.094062 | 22.2901 | 1295.4004 | 10.4868 | 76.3527 | 2.0439 | 63.0915 | 0 | 0
763 | 14.399 | 0.26564 | 0.099895 | 0.89624 | 0.050975 | 0.19544 | 22.8698 | 0.78248 | 0.91054 | 0.051146 | 1.1523 | 1.8338 | 11.4707 | 3.714 | 1.6596 | 1.1155 | 0.1128 | 0.055019 | 6.9603 | 0.76692 | 0.90954 | 9.8972 | 9.073 | 11.438 | 2.2693 | -0.069625 | 25.3209 | 1214.5133 | 14.2891 | 73.4282 | 1.7372 | 60.0915 | 0 | 0
764 | 15.679 | 0.32188 | 0.09602 | 0.82256 | 0.042187 | 0.22581 | 22.1692 | 0.88147 | 0.90825 | 0.23609 | 1.0102 | 1.179 | 13.4434 | 2.1931 | 2.7376 | 0.83216 | 0.6689 | 0.02446 | 8.4305 | 0.82283 | 0.88909 | 10.5576 | 8.6978 | 14.8808 | 2.0908 | -0.31438 | 26.8225 | 1186.5702 | 15.7717 | 71.9024 | 1.9657 | 60.0915 | 0 | 0
765 | 17.3144 | 0.28641 | 0.069129 | 0.87188 | 0.046327 | 0.20211 | 24.7777 | 0.77688 | 0.91025 | 0.44632 | 1.0667 | 1.3339 | 11.6152 | 2.2272 | 1.3997 | 1.8598 | 1.0924 | 0.052021 | 6.5893 | 0.8433 | 0.9232 | 11.6958 | 9.4602 | 14.829 | 2.1976 | -0.54037 | 26.5092 | 1215.2309 | 15.2428 | 72.9447 | 1.9837 | 60.0915 | 0 | 0
766 | 14.5421 | 0.31362 | 0.10592 | 0.89755 | 0.058322 | 0.22282 | 20.6626 | 0.84263 | 0.93693 | 0.093874 | 1.5558 | 1.5127 | 12.7267 | 2.9316 | 1.673 | 1.7564 | 0.58718 | 0.053466 | 8.7 | 0.86839 | 0.85931 | 11.1847 | 7.1506 | 12.9643 | 1.9772 | -0.41605 | 21.5451 | 1204.0009 | 10.4679 | 72.6864 | 1.8383 | 60.0915 | 0 | 0
767 | 27.2896 | 0.32217 | 0.082423 | 0.89502 | 0.039221 | 0.23292 | 25.4445 | 0.82043 | 0.94056 | 0.24201 | 0.97717 | 1.1935 | 11.969 | 1.024 | 0.57013 | 0.71455 | 0.52607 | 0.044474 | 9.1039 | 0.82542 | 0.84209 | 11.7436 | 6.288 | 11.5237 | 2.2492 | -0.15842 | 26.9937 | 1263.5622 | 15.8484 | 73.6871 | 1.7475 | 60.0915 | 0 | 0
768 | 26.9721 | 0.33414 | 0.11196 | 0.86011 | 0.044041 | 0.19996 | 18.1656 | 0.87061 | 0.90185 | 0.093526 | 1.4831 | 1.3216 | 12.2971 | 2.3456 | 1.064 | 1.1934 | 0.78527 | 0.079169 | 6.1594 | 0.8527 | 0.83204 | 9.5524 | 6.3019 | 9.9936 | 2.0522 | -0.3213 | 22.3242 | 1247.585 | 11.4246 | 73.5026 | 1.6285 | 60.0915 | 0 | 0
769 | 19.0466 | 0.3658 | 0.10474 | 0.82224 | 0.035873 | 0.19647 | 22.2338 | 0.89512 | 0.92826 | 0.22666 | 1.4746 | 1.8232 | 11.8325 | 3.1552 | 3.6638 | 1.8856 | 0.76321 | 0.026654 | 9.5745 | 0.78586 | 0.86723 | 9.3231 | 6.666 | 13.8821 | 2.0956 | -0.079906 | 21.5608 | 1185.5626 | 10.6502 | 71.1342 | 1.8762 | 60.0915 | 0 | 0
770 | 18.6241 | 0.35053 | 0.10108 | 0.89551 | 0.038229 | 0.20033 | 20.3999 | 0.82674 | 0.94242 | 0.13368 | 1.1275 | 1.843 | 11.7 | 3.2694 | 1.7966 | 0.67343 | 0.59164 | 0.057315 | 6.9997 | 0.84929 | 0.8666 | 12.2825 | 9.8246 | 9.6834 | 2.0177 | -0.39507 | 24.8649 | 1201.959 | 14.1173 | 71.9175 | 1.5822 | 60.0915 | 0 | 0
771 | 15.5963 | 0.3261 | 0.077018 | 0.88253 | 0.055307 | 0.20113 | 23.545 | 0.87567 | 0.96517 | 0.00055866 | 1.3827 | 1.6903 | 7.7621 | 2.169 | 1.7322 | 1.6073 | 1.1194 | 0.044833 | 6.1357 | 0.83488 | 0.86646 | 8.5635 | 6.7268 | 9.7146 | 2.0536 | -0.20547 | 22.425 | 1199.2373 | 11.6434 | 72.0952 | 1.5863 | 60.0915 | 0 | 0
772 | 15.0442 | 0.34364 | 0.097199 | 0.84636 | 0.044466 | 0.18877 | 23.7614 | 0.88369 | 0.93158 | 0.28104 | 1.381 | 1.7853 | 12.4099 | 2.2336 | 3.5593 | 1.9989 | 0.50682 | 0.023044 | 6.9085 | 0.82345 | 0.79409 | 11.7596 | 7.7085 | 8.5546 | 2.1038 | -0.10616 | 22.3694 | 1200.8492 | 11.6455 | 72.3369 | 1.5039 | 60.0915 | 0 | 0
773 | 24.5422 | 0.36215 | 0.089941 | 0.86767 | 0.043654 | 0.19367 | 16.0268 | 0.83981 | 0.92875 | 0.54352 | 1.4163 | 1.6181 | 8.5267 | 2.9104 | 1.7485 | 1.6823 | 0.4379 | 0.079832 | 6.7246 | 0.78421 | 0.86945 | 10.8485 | 7.1454 | 9.2389 | 2.0281 | -0.072789 | 21.9984 | 1211.6354 | 11.3198 | 71.4524 | 1.5419 | 60.0915 | 0 | 0
774 | 15.3876 | 0.31557 | 0.11248 | 0.88371 | 0.053251 | 0.20013 | 19.674 | 0.86726 | 0.93224 | 0.33433 | 1.4759 | 1.52 | 12.557 | 3.2357 | 0.8584 | 0.64977 | 0.12895 | 0.066844 | 6.5626 | 0.76503 | 0.80745 | 11.667 | 7.3161 | 10.2097 | 2.0874 | 0.16928 | 21.5206 | 1204.0791 | 10.6453 | 72.4694 | 1.629 | 60.0915 | 0 | 0
775 | 20.3635 | 0.27231 | 0.091725 | 0.88859 | 0.060346 | 0.19222 | 16.4744 | 0.83103 | 0.92562 | 0.52207 | 1.4457 | 1.7797 | 6.8052 | 2.0864 | 3.3286 | 1.3518 | 0.44867 | 0.050618 | 9.3349 | 0.82921 | 0.91767 | 10.9547 | 9.4168 | 13.0519 | 1.9907 | -0.22588 | 22.6299 | 1243.2621 | 11.3118 | 73.7248 | 1.8649 | 60.0915 | 0 | 0
776 | 25.2489 | 0.3365 | 0.090213 | 0.89117 | 0.042698 | 0.21799 | 20.8007 | 0.842 | 0.94456 | 0.18044 | 1.4679 | 1.1298 | 14.6958 | 1.89 | 2.8272 | 1.6144 | 0.13548 | 0.034521 | 8.4551 | 0.84883 | 0.86798 | 11.2518 | 6.7577 | 15.5629 | 2.0567 | -0.31149 | 21.9696 | 1238.6377 | 10.6514 | 72.8305 | 2.0356 | 60.0915 | 0 | 0
777 | 29.3242 | 0.31328 | 0.088685 | 0.84579 | 0.052904 | 0.1958 | 20.7894 | 0.82885 | 0.95295 | 0.050449 | 1.3675 | 1.6485 | 9.363 | 3.2211 | 1.5834 | 1.9771 | 0.29769 | 0.06104 | 8.5757 | 0.79946 | 0.78061 | 9.2809 | 7.987 | 11.0081 | 2.2462 | 0.036875 | 22.9122 | 1289.8273 | 11.685 | 74.2541 | 1.7281 | 63.0915 | 0 | 0
778 | 31.0608 | 0.29803 | 0.10487 | 0.83662 | 0.054117 | 0.21833 | 26.1476 | 0.86958 | 0.91352 | 0.19592 | 1.5392 | 1.5103 | 9.4971 | 1.727 | 3.8439 | 0.79354 | 0.25023 | 0.053639 | 7.1314 | 0.81581 | 0.87675 | 7.9269 | 9.2493 | 10.0926 | 2.2696 | -0.1302 | 21.6776 | 1287.6342 | 10.6126 | 74.268 | 1.6586 | 63.0915 | 0 | 0
779 | 16.9636 | 0.3757 | 0.081404 | 0.86565 | 0.060063 | 0.22702 | 20.1579 | 0.91567 | 0.93534 | 0.032449 | 1.2683 | 1.2509 | 5.9137 | 5.0658 | 1.1826 | 0.79765 | 0.37306 | 0.027883 | 9.3003 | 0.80896 | 0.78884 | 8.9649 | 9.0653 | 15.7435 | 2.0402 | -0.026666 | 23.98 | 1181.4511 | 12.9373 | 71.4586 | 2.0198 | 60.0915 | 0 | 0
780 | 13.2457 | 0.38117 | 0.10044 | 0.89019 | 0.03875 | 0.20658 | 19.5601 | 0.89722 | 0.94621 | 0.0075427 | 1.3748 | 1.7996 | 11.0103 | 3.9682 | 3.3868 | 1.3195 | 0.37459 | 0.048885 | 6.9433 | 0.78116 | 0.85956 | 11.6417 | 7.4672 | 15.9223 | 1.9877 | -0.023783 | 22.6013 | 1156.6821 | 11.6731 | 70.3633 | 2.0084 | 60.0915 | 0 | 0
781 | 17.6945 | 0.25893 | 0.10464 | 0.90166 | 0.039712 | 0.20167 | 16.2236 | 0.86646 | 0.95105 | 0.60318 | 1.165 | 1.3585 | 12.7336 | 2.0929 | 2.8759 | 1.5491 | 0.31919 | 0.075466 | 7.373 | 0.81704 | 0.77672 | 12.3153 | 9.106 | 15.6331 | 2.0097 | 0.16783 | 24.871 | 1284.138 | 12.9529 | 75.58 | 2.1111 | 63.0915 | 0 | 0
782 | 21.0268 | 0.33589 | 0.091172 | 0.88548 | 0.049288 | 0.20643 | 21.918 | 0.82509 | 0.95443 | 0.34645 | 1.2428 | 1.521 | 10.9225 | 3.2056 | 2.3038 | 1.4059 | 0.84665 | 0.0378 | 8.0293 | 0.80355 | 0.80368 | 12.3587 | 9.9416 | 13.4319 | 2.144 | -0.024518 | 23.9407 | 1228.3769 | 12.7364 | 72.7103 | 1.8744 | 60.0915 | 0 | 0
783 | 25.2051 | 0.30852 | 0.11224 | 0.873 | 0.064196 | 0.18901 | 20.7132 | 0.83317 | 0.91956 | 0.31194 | 1.0692 | 1.4274 | 11.1496 | 1.5789 | 3.6399 | 0.64384 | 0.74369 | 0.061325 | 9.5117 | 0.79964 | 0.84629 | 9.2667 | 7.4876 | 9.9533 | 2.1752 | -0.060401 | 26.247 | 1245.7961 | 15.2941 | 73.3999 | 1.6242 | 60.0915 | 0 | 0
784 | 25.8176 | 0.38052 | 0.085185 | 0.86089 | 0.0541 | 0.20283 | 19.9166 | 0.80505 | 0.95525 | 0.39 | 1.2433 | 1.3936 | 14.8729 | 2.6101 | 2.6646 | 0.67736 | 0.38179 | 0.057632 | 7.6018 | 0.84226 | 0.87635 | 9.3984 | 8.4699 | 9.3469 | 2.0556 | -0.41161 | 23.3841 | 1218.0741 | 12.6914 | 71.384 | 1.5492 | 60.0915 | 0 | 0
785 | 25.6073 | 0.30194 | 0.070908 | 0.88937 | 0.069384 | 0.22234 | 24.6487 | 0.78066 | 0.95257 | 0.20543 | 0.95963 | 1.8347 | 8.6669 | 2.5125 | 2.7185 | 1.3608 | 1.1671 | 0.044334 | 7.5312 | 0.82368 | 0.81933 | 6.4167 | 7.3736 | 10.042 | 2.2995 | -0.16167 | 27.8104 | 1267.1555 | 16.6977 | 74.0361 | 1.6406 | 60.0915 | 0 | 0
786 | 18.9779 | 0.30642 | 0.10333 | 0.86121 | 0.057506 | 0.20946 | 16.7799 | 0.92258 | 0.9319 | 0.27384 | 1.5529 | 1.2637 | 13.6661 | 0.87439 | 3.4216 | 0.61156 | 0.90705 | 0.072144 | 6.8391 | 0.8043 | 0.77531 | 12.2413 | 7.5985 | 8.6519 | 2.0034 | 0.1276 | 21.3171 | 1232.7781 | 10.4029 | 73.5733 | 1.5283 | 60.0915 | 0 | 0
787 | 25.3884 | 0.30767 | 0.10318 | 0.84282 | 0.057772 | 0.1988 | 22.1375 | 0.89739 | 0.94865 | 0.16195 | 1.4513 | 1.5685 | 8.5137 | 3.1363 | 2.4829 | 1.3769 | 1.0339 | 0.031959 | 9.4551 | 0.83938 | 0.91355 | 10.6132 | 8.0466 | 10.8863 | 2.0537 | -0.23117 | 22.3632 | 1245.4256 | 11.3489 | 73.0616 | 1.6893 | 60.0915 | 0 | 0
788 | 22.2946 | 0.25393 | 0.082944 | 0.87819 | 0.033949 | 0.19848 | 22.8817 | 0.85208 | 0.9384 | 0.22363 | 1.5501 | 1.5866 | 13.6493 | 2.4701 | 1.4447 | 0.42247 | 0.93626 | 0.029003 | 6.4985 | 0.83514 | 0.79608 | 9.3644 | 6.9296 | 9.1397 | 2.2024 | 0.0067907 | 21.8806 | 1316.2475 | 10.3644 | 76.9216 | 1.6233 | 63.0915 | 0 | 0
789 | 19.6903 | 0.28115 | 0.11461 | 0.85865 | 0.047047 | 0.20054 | 23.0319 | 0.92117 | 0.94574 | 0.10535 | 1.1287 | 1.6935 | 10.7232 | 2.4203 | 1.5575 | 1.3454 | 0.72323 | 0.042306 | 6.3356 | 0.84554 | 0.81578 | 9.7133 | 9.5673 | 12.8032 | 2.0894 | -0.036243 | 25.6216 | 1265.0406 | 14.1736 | 74.7899 | 1.8758 | 63.0915 | 0 | 0
790 | 23.5508 | 0.35633 | 0.080142 | 0.86746 | 0.043113 | 0.2031 | 19.5271 | 0.85945 | 0.93864 | 0.013538 | 1.1504 | 1.2731 | 13.6254 | 2.7443 | 1.0991 | 0.75159 | 1.1934 | 0.056689 | 9.7313 | 0.82017 | 0.78999 | 10.4428 | 8.1184 | 15.004 | 2.1214 | -0.10954 | 25.3122 | 1228.2914 | 14.0866 | 72.7471 | 1.9923 | 60.0915 | 0 | 0
791 | 27.0738 | 0.33759 | 0.097743 | 0.90679 | 0.047083 | 0.21407 | 25.5131 | 0.82451 | 0.94632 | 0.33039 | 1.2826 | 1.7726 | 8.6911 | 2.0111 | 3.639 | 1.7231 | 0.17754 | 0.066863 | 8.1454 | 0.81106 | 0.88722 | 11.8654 | 7.5679 | 8.1498 | 2.1891 | -0.1481 | 23.3773 | 1244.1664 | 12.628 | 72.5919 | 1.4772 | 60.0915 | 0 | 0
792 | 27.3288 | 0.28791 | 0.086156 | 0.88752 | 0.060386 | 0.20216 | 14.1868 | 0.85372 | 0.94288 | 0.26648 | 1.1909 | 1.4043 | 10.3437 | 1.7076 | 2.4482 | 0.47191 | 0.76157 | 0.033491 | 6.8318 | 0.78812 | 0.83221 | 10.6543 | 7.6234 | 8.8125 | 2.0678 | 0.11996 | 24.187 | 1279.0369 | 13.1183 | 74.2506 | 1.5599 | 63.0915 | 0 | 0
793 | 17.2455 | 0.31469 | 0.087896 | 0.82133 | 0.077419 | 0.20141 | 27.2295 | 0.8621 | 0.93503 | 0.28607 | 1.1848 | 1.7162 | 7.2101 | 3.7048 | 1.7425 | 0.61987 | 0.12239 | 0.059871 | 7.9702 | 0.83428 | 0.80759 | 9.7388 | 8.782 | 10.2468 | 2.2213 | -0.18047 | 24.9151 | 1218.0169 | 13.9767 | 73.002 | 1.6405 | 60.0915 | 0 | 0
794 | 14.0054 | 0.28401 | 0.10522 | 0.89468 | 0.048255 | 0.18635 | 15.5024 | 0.91425 | 0.92456 | 0.13507 | 1.0877 | 1.1746 | 10.7986 | 1.5897 | 0.5034 | 1.4429 | 1.0294 | 0.039092 | 6.6696 | 0.79217 | 0.92614 | 8.9871 | 7.5839 | 9.9206 | 1.9383 | -0.0049555 | 25.3717 | 1200.6282 | 14.5378 | 72.7167 | 1.6113 | 60.0915 | 0 | 0
795 | 24.8079 | 0.37006 | 0.1012 | 0.88506 | 0.060223 | 0.20173 | 20.2313 | 0.85705 | 0.95394 | 0.063483 | 1.4619 | 1.3391 | 9.4817 | 4.8068 | 2.1385 | 1.0178 | 1.0302 | 0.038066 | 6.3576 | 0.79457 | 0.81789 | 12.0153 | 9.2731 | 15.3847 | 2.1016 | -0.0078059 | 22.476 | 1218.973 | 11.3291 | 71.9223 | 2.0034 | 60.0915 | 0 | 0
796 | 30.0562 | 0.30827 | 0.070161 | 0.8281 | 0.070327 | 0.23361 | 19.0842 | 0.81628 | 0.96334 | 0.22722 | 1.2775 | 1.521 | 6.3614 | 1.3024 | 2.7588 | 0.90116 | 0.64035 | 0.065554 | 9.5803 | 0.77046 | 0.85715 | 7.5486 | 6.6423 | 8.9303 | 2.2271 | 0.053272 | 23.5424 | 1272.3385 | 12.609 | 73.1799 | 1.5435 | 60.0915 | 0 | 0
797 | 25.1713 | 0.2702 | 0.099586 | 0.87779 | 0.06815 | 0.19425 | 18.6162 | 0.89904 | 0.96142 | 0.061277 | 1.3584 | 1.1912 | 8.9027 | 3.1214 | 1.6563 | 0.57049 | 1.1516 | 0.028208 | 7.016 | 0.78237 | 0.82096 | 9.5836 | 6.3838 | 8.9727 | 2.1108 | 0.25523 | 22.9163 | 1284.4746 | 11.7416 | 74.8927 | 1.581 | 63.0915 | 0 | 0
798 | 31.9256 | 0.30569 | 0.076229 | 0.90395 | 0.073959 | 0.2233 | 17.6391 | 0.83541 | 0.93461 | 0.67449 | 1.2822 | 1.5644 | 14.0334 | 2.916 | 2.4077 | 0.44196 | 0.69388 | 0.037499 | 7.4972 | 0.86811 | 0.81956 | 13.1334 | 6.2988 | 8.0905 | 2.0437 | -0.19223 | 23.1018 | 1311.327 | 11.9836 | 74.7148 | 1.5105 | 63.0915 | 0 | 0
799 | 21.9379 | 0.28756 | 0.1013 | 0.90233 | 0.053876 | 0.23017 | 23.992 | 0.8135 | 0.94519 | 0.25922 | 1.101 | 1.5855 | 11.4776 | 3.7837 | 1.8295 | 0.50139 | 0.47252 | 0.061543 | 9.7493 | 0.80005 | 0.86719 | 11.4633 | 7.4938 | 14.5592 | 2.2082 | -0.043119 | 25.7483 | 1249.4564 | 14.3255 | 73.8054 | 1.9805 | 60.0915 | 0 | 0
800 | 30.8189 | 0.33242 | 0.086566 | 0.89283 | 0.064043 | 0.21164 | 11.5125 | 0.91321 | 0.96098 | 0.4521 | 1.4923 | 1.1987 | 10.5577 | 3.0131 | 1.7418 | 1.7335 | 0.82059 | 0.049537 | 8.4147 | 0.78542 | 0.90783 | 6.7238 | 9.9099 | 8.6139 | 1.8939 | 0.12525 | 21.1983 | 1259.9585 | 10.3807 | 72.4159 | 1.51 | 60.0915 | 0 | 0
801 | 21.0785 | 0.33303 | 0.098621 | 0.83133 | 0.036747 | 0.21634 | 18.3056 | 0.81223 | 0.9579 | 0.37057 | 1.4002 | 1.7573 | 10.5867 | 1.9114 | 3.1005 | 1.9743 | 0.47587 | 0.059366 | 6.9133 | 0.76075 | 0.80701 | 12.4498 | 9.7501 | 14.4133 | 2.1563 | 0.10026 | 21.9352 | 1225.8189 | 10.665 | 72.3391 | 1.9402 | 60.0915 | 0 | 0
802 | 20.6565 | 0.30285 | 0.10365 | 0.88769 | 0.046591 | 0.22755 | 16.7547 | 0.93448 | 0.94312 | 0.057255 | 1.3295 | 1.8087 | 15.0652 | 3.7664 | 3.9921 | 0.83887 | 0.73643 | 0.056374 | 9.848 | 0.84447 | 0.83405 | 11.5337 | 8.7395 | 12.3879 | 1.9356 | -0.060254 | 23.1197 | 1243.2791 | 11.8865 | 73.8026 | 1.8157 | 60.0915 | 0 | 0
803 | 25.6867 | 0.37596 | 0.080365 | 0.8154 | 0.066965 | 0.21706 | 17.5718 | 0.86483 | 0.94455 | 0.24241 | 1.0361 | 1.4153 | 9.8378 | 2.9182 | 0.59488 | 1.4564 | 0.19997 | 0.022591 | 7.8723 | 0.84248 | 0.78465 | 6.9191 | 9.6824 | 14.4331 | 2.0662 | -0.21933 | 26.5359 | 1231.7624 | 15.3638 | 72.3289 | 1.9415 | 60.0915 | 0 | 0
804 | 23.4294 | 0.28987 | 0.095586 | 0.8858 | 0.047444 | 0.18984 | 14.4597 | 0.87525 | 0.9587 | 0.040781 | 1.5246 | 1.1421 | 8.1953 | 2.1137 | 1.1273 | 1.1675 | 1.0564 | 0.023647 | 7.9882 | 0.81747 | 0.79043 | 11.9277 | 8.6731 | 13.6069 | 2.0044 | 0.064467 | 21.8979 | 1273.3584 | 10.3983 | 74.5896 | 1.9337 | 63.0915 | 0 | 0
805 | 19.6189 | 0.31042 | 0.10757 | 0.85763 | 0.054725 | 0.19977 | 24.5412 | 0.92994 | 0.91389 | 0.32873 | 1.1059 | 1.856 | 11.8997 | 3.3796 | 1.6894 | 1.9971 | 0.81243 | 0.033055 | 8.3336 | 0.73809 | 0.83842 | 9.399 | 8.1842 | 9.0018 | 2.209 | 0.31965 | 25.2549 | 1213.2115 | 14.5047 | 72.6862 | 1.5423 | 60.0915 | 0 | 0
806 | 30.1693 | 0.32121 | 0.098171 | 0.89138 | 0.047621 | 0.22484 | 24.8442 | 0.92961 | 0.92552 | 0.33926 | 1.0783 | 1.2664 | 13.0451 | 1.0325 | 2.1217 | 0.82997 | 0.13064 | 0.030748 | 6.2879 | 0.81643 | 0.79468 | 8.1288 | 8.8353 | 12.2686 | 2.1852 | 0.13168 | 26.4865 | 1288.2377 | 15.1982 | 74.404 | 1.8275 | 63.0915 | 0 | 0
807 | 11.3879 | 0.29963 | 0.10232 | 0.82359 | 0.075173 | 0.18642 | 23.7519 | 0.85608 | 0.91703 | 0.53794 | 1.5406 | 1.3379 | 15.1611 | 1.8779 | 1.5781 | 1.0744 | 0.49397 | 0.069561 | 9.1783 | 0.78269 | 0.80195 | 7.7363 | 8.4982 | 10.1548 | 2.1729 | 0.037225 | 21.3707 | 1195.6075 | 10.4988 | 72.5212 | 1.626 | 60.0915 | 0 | 0
808 | 16.1557 | 0.30274 | 0.092013 | 0.85886 | 0.066815 | 0.18855 | 17.7532 | 0.75315 | 0.91833 | 0.026078 | 1.274 | 1.6895 | 15.7829 | 4.1383 | 1.3607 | 1.8869 | 0.69745 | 0.040386 | 9.9548 | 0.83253 | 0.80645 | 13.2068 | 6.881 | 8.2095 | 2.1577 | -0.40706 | 23.7309 | 1216.8626 | 12.9446 | 73.2613 | 1.4904 | 60.0915 | 0 | 0
809 | 24.2148 | 0.29284 | 0.093199 | 0.87976 | 0.057549 | 0.20345 | 18.3634 | 0.84236 | 0.9551 | 0.30873 | 1.1541 | 1.5534 | 7.455 | 1.4509 | 2.8649 | 1.2831 | 0.34908 | 0.026408 | 7.3194 | 0.83495 | 0.87336 | 11.5223 | 6.6377 | 8.8612 | 2.0445 | -0.16914 | 24.2744 | 1259.7134 | 13.2453 | 73.7864 | 1.5469 | 60.0915 | 0 | 0
810 | 24.2914 | 0.35927 | 0.10776 | 0.89339 | 0.05225 | 0.19165 | 25.1039 | 0.86551 | 0.96653 | 0.56008 | 0.99408 | 1.1622 | 9.5896 | 3.1178 | 3.1186 | 0.50762 | 0.093121 | 0.023919 | 8.0648 | 0.80305 | 0.88089 | 12.2555 | 6.3428 | 15.6531 | 2.1107 | -0.016059 | 26.6239 | 1223.3866 | 15.3684 | 71.7764 | 2.0194 | 60.0915 | 0 | 0
811 | 27.8418 | 0.31941 | 0.066353 | 0.838 | 0.062283 | 0.20058 | 18.7349 | 0.86161 | 0.93054 | 0.30719 | 1.2334 | 1.7188 | 6.4214 | 1.0855 | 3.1561 | 1.8533 | 0.87632 | 0.027496 | 9.5568 | 0.83104 | 0.86142 | 9.2649 | 6.0627 | 14.5762 | 2.098 | -0.22062 | 24.2717 | 1254.0454 | 12.9829 | 73.1413 | 1.9678 | 60.0915 | 0 | 0
812 | 15.9563 | 0.31861 | 0.1088 | 0.89929 | 0.062308 | 0.21361 | 28.0646 | 0.87408 | 0.94392 | 0.52603 | 1.2617 | 1.2227 | 9.6169 | 1.9032 | 1.9851 | 1.7998 | 0.56587 | 0.065746 | 6.5092 | 0.78305 | 0.8053 | 7.35 | 8.5231 | 12.252 | 2.1951 | 0.16562 | 23.8373 | 1211.9555 | 12.7499 | 72.6906 | 1.7855 | 60.0915 | 0 | 0
813 | 13.9129 | 0.36996 | 0.097529 | 0.89987 | 0.042743 | 0.22849 | 15.6674 | 0.88786 | 0.94816 | 0.37887 | 0.94453 | 1.5438 | 11.0078 | 3.4902 | 2.3155 | 0.54755 | 0.079294 | 0.05163 | 8.254 | 0.82387 | 0.89184 | 9.9254 | 8.5541 | 8.4455 | 1.8581 | -0.20465 | 26.9714 | 1165.6188 | 16.4864 | 70.4901 | 1.471 | 60.0915 | 0 | 0
814 | 24.8596 | 0.32974 | 0.11326 | 0.90824 | 0.059249 | 0.20973 | 19.4201 | 0.91172 | 0.9317 | 0.29418 | 1.3646 | 1.1949 | 13.4316 | 2.2102 | 1.3948 | 0.90703 | 0.40987 | 0.05794 | 8.8709 | 0.73671 | 0.84004 | 9.2986 | 8.3344 | 10.9494 | 2.1026 | 0.34626 | 22.6567 | 1226.3994 | 11.7707 | 72.4946 | 1.6848 | 60.0915 | 0 | 0
815 | 18.8622 | 0.36807 | 0.094049 | 0.87444 | 0.062614 | 0.23127 | 17.7054 | 0.86213 | 0.96284 | 0.37188 | 0.95785 | 1.4052 | 10.9432 | 2.063 | 2.7681 | 0.89514 | 1.0012 | 0.03522 | 7.0396 | 0.81513 | 0.81412 | 7.3658 | 9.7061 | 13.8889 | 1.9933 | -0.073997 | 26.8336 | 1198.7975 | 15.7755 | 71.4659 | 1.884 | 60.0915 | 0 | 0
816 | 22.2873 | 0.32827 | 0.086088 | 0.8343 | 0.062905 | 0.20062 | 25.6113 | 0.90671 | 0.91487 | 0.074778 | 1.1384 | 1.8712 | 10.6456 | 2.5192 | 2.6771 | 1.6775 | 0.057674 | 0.060402 | 9.9346 | 0.8212 | 0.80811 | 8.9892 | 9.5386 | 9.3102 | 2.2153 | -0.089605 | 25.2585 | 1226.656 | 14.4633 | 73.1364 | 1.5722 | 60.0915 | 0 | 0
817 | 29.2061 | 0.33914 | 0.098871 | 0.86211 | 0.060533 | 0.20423 | 17.9462 | 0.90278 | 0.96165 | 0.098464 | 1.0952 | 1.6877 | 11.6229 | 3.1119 | 1.8696 | 1.5892 | 0.61237 | 0.058382 | 8.555 | 0.77935 | 0.84703 | 8.3682 | 6.8986 | 9.3258 | 2.0811 | 0.13696 | 25.1515 | 1255.1732 | 14.3 | 72.6484 | 1.5656 | 60.0915 | 0 | 0
818 | 18.2512 | 0.34327 | 0.069187 | 0.91121 | 0.04894 | 0.20198 | 24.8091 | 0.81963 | 0.94224 | 0.15677 | 1.1445 | 1.3405 | 14.9197 | 2.3688 | 1.3677 | 1.137 | 0.078003 | 0.049379 | 7.5608 | 0.76281 | 0.80678 | 11.491 | 9.9302 | 13.6393 | 2.2645 | 0.10545 | 25.1516 | 1199.3798 | 14.1344 | 71.999 | 1.8761 | 60.0915 | 0 | 0
819 | 25.4657 | 0.29005 | 0.087528 | 0.91193 | 0.043963 | 0.22566 | 19.1833 | 0.93686 | 0.94539 | 0.32122 | 1.2409 | 1.8665 | 13.0281 | 3.925 | 1.0451 | 1.9693 | 0.89234 | 0.052349 | 6.7851 | 0.8499 | 0.87504 | 7.0267 | 8.0675 | 13.0664 | 1.9715 | -0.029412 | 24.2506 | 1277.4362 | 12.8158 | 74.4386 | 1.8891 | 63.0915 | 0 | 0
820 | 21.836 | 0.34843 | 0.099629 | 0.81809 | 0.071647 | 0.19946 | 25.2513 | 0.84163 | 0.94696 | 0.086394 | 1.5313 | 1.626 | 16.3593 | 4.4751 | 1.9638 | 1.6679 | 0.63692 | 0.074464 | 6.929 | 0.77637 | 0.82182 | 10.5658 | 9.2413 | 8.9188 | 2.2602 | -0.0091834 | 21.2062 | 1207.7656 | 10.5557 | 71.8433 | 1.5245 | 60.0915 | 0 | 0
821 | 18.1053 | 0.32157 | 0.082705 | 0.90933 | 0.057986 | 0.20585 | 18.1234 | 0.84705 | 0.95058 | 0.59567 | 1.3124 | 1.7337 | 7.098 | 2.9331 | 3.3257 | 1.031 | 0.63066 | 0.055461 | 7.9448 | 0.84339 | 0.85915 | 9.0287 | 6.3342 | 12.2048 | 1.9504 | -0.19145 | 22.843 | 1218.0571 | 11.7287 | 72.4884 | 1.7777 | 60.0915 | 0 | 0
822 | 21.992 | 0.33607 | 0.085573 | 0.83378 | 0.045161 | 0.18039 | 21.5384 | 0.85574 | 0.96223 | 0.091531 | 1.3348 | 1.3299 | 12.6039 | 1.4553 | 3.2225 | 0.56099 | 0.61082 | 0.02835 | 7.7831 | 0.80363 | 0.8406 | 11.726 | 9.0314 | 15.5035 | 2.1347 | -0.091298 | 23.0112 | 1223.6868 | 11.7286 | 72.3785 | 2.022 | 60.0915 | 0 | 0
823 | 31.4158 | 0.32354 | 0.1136 | 0.84511 | 0.054208 | 0.21081 | 17.0559 | 0.84168 | 0.95673 | 0.60486 | 1.3112 | 1.8077 | 11.2689 | 1.4605 | 3.6643 | 1.7188 | 0.97547 | 0.044118 | 6.569 | 0.84007 | 0.80872 | 12.1939 | 7.6669 | 10.6788 | 2.0484 | -0.10251 | 22.895 | 1302.7033 | 11.6102 | 74.0577 | 1.6896 | 60.0915 | 0 | 0
824 | 14.9334 | 0.26848 | 0.10726 | 0.89726 | 0.068612 | 0.19844 | 21.0612 | 0.88639 | 0.9581 | 0.090264 | 1.5288 | 1.8383 | 11.9864 | 4.0813 | 3.1174 | 1.309 | 0.90795 | 0.058818 | 9.1866 | 0.76345 | 0.8214 | 7.8689 | 8.5563 | 15.271 | 2.1131 | 0.28793 | 22.0157 | 1235.3596 | 10.5047 | 73.9668 | 2.0383 | 60.0915 | 0 | 0
825 | 20.5381 | 0.30708 | 0.088378 | 0.88488 | 0.053455 | 0.20377 | 25.014 | 0.89339 | 0.96259 | 0.36658 | 1.0121 | 1.331 | 8.6798 | 1.2713 | 2.4853 | 1.0468 | 1.1263 | 0.060583 | 8.976 | 0.79204 | 0.81056 | 11.1034 | 6.5874 | 12.5435 | 2.1697 | 0.17899 | 26.6633 | 1242.3678 | 15.4016 | 73.4547 | 1.8207 | 60.0915 | 0 | 0
826 | 15.9809 | 0.29254 | 0.075894 | 0.86689 | 0.050705 | 0.22434 | 23.2211 | 0.89803 | 0.95151 | 0.42919 | 1.1826 | 1.7747 | 12.7918 | 0.9832 | 0.66219 | 1.4023 | 0.30155 | 0.034234 | 9.8561 | 0.817 | 0.87696 | 9.4937 | 7.9451 | 9.4128 | 2.0661 | -0.029574 | 24.0469 | 1223.1859 | 13.0769 | 73.0727 | 1.5786 | 60.0915 | 0 | 0
827 | 30.7018 | 0.34145 | 0.092597 | 0.89937 | 0.066564 | 0.19484 | 18.1081 | 0.80946 | 0.9562 | 0.34014 | 1.0682 | 1.4787 | 12.1831 | 4.1636 | 2.8189 | 0.5586 | 1.0605 | 0.045069 | 9.0711 | 0.80135 | 0.83122 | 14.2088 | 8.8172 | 14.3975 | 2.1276 | -0.031305 | 25.7288 | 1268.8144 | 14.4285 | 72.9468 | 1.9511 | 60.0915 | 0 | 0
828 | 24.1191 | 0.29205 | 0.11391 | 0.91385 | 0.058947 | 0.1884 | 22.5603 | 0.89046 | 0.92643 | 0.59444 | 1.2542 | 1.4848 | 9.4666 | 2.131 | 3.7396 | 1.4776 | 0.46377 | 0.03919 | 7.9159 | 0.7788 | 0.8452 | 11.202 | 7.8535 | 13.8669 | 2.1328 | 0.22569 | 24.2068 | 1257.695 | 12.8102 | 73.9853 | 1.9315 | 60.0915 | 0 | 0
829 | 30.1327 | 0.29584 | 0.081873 | 0.81161 | 0.03735 | 0.19069 | 19.6811 | 0.88103 | 0.93966 | 0.031491 | 1.4711 | 1.6286 | 7.4004 | 1.6148 | 1.7551 | 1.0567 | 1.061 | 0.025941 | 9.4888 | 0.84284 | 0.88084 | 13.0473 | 9.7856 | 9.1968 | 2.111 | -0.26274 | 21.7406 | 1291.555 | 10.6699 | 74.2854 | 1.5904 | 63.0915 | 0 | 0
830 | 24.3867 | 0.3161 | 0.093434 | 0.88788 | 0.044385 | 0.1966 | 13.8913 | 0.89551 | 0.93479 | 0.015119 | 1.1963 | 1.711 | 12.7132 | 3.4253 | 0.5231 | 0.53531 | 0.98555 | 0.044368 | 7.1183 | 0.7967 | 0.89025 | 11.1761 | 6.8072 | 9.4913 | 1.9678 | -0.028833 | 24.0208 | 1231.3492 | 13.201 | 72.7643 | 1.5797 | 60.0915 | 0 | 0
831 | 23.8334 | 0.31835 | 0.097135 | 0.81979 | 0.042536 | 0.21855 | 17.9648 | 0.7633 | 0.96393 | 0.27725 | 1.3028 | 1.7365 | 8.9948 | 3.948 | 2.4625 | 0.57421 | 0.30393 | 0.048611 | 9.4131 | 0.86334 | 0.90272 | 11.4087 | 7.1063 | 14.1056 | 2.0352 | -0.65376 | 22.9755 | 1239.1519 | 11.6982 | 72.5432 | 1.9207 | 60.0915 | 0 | 0
832 | 11.628 | 0.27402 | 0.11088 | 0.89273 | 0.063133 | 0.17738 | 15.1799 | 0.92194 | 0.96019 | 0.049482 | 1.1902 | 1.6334 | 12.0502 | 3.4865 | 1.8772 | 0.7187 | 0.61631 | 0.058032 | 8.4788 | 0.76569 | 0.82247 | 12.0449 | 7.4732 | 11.0487 | 1.9635 | 0.28475 | 24.2578 | 1217.574 | 13.146 | 73.3862 | 1.7067 | 60.0915 | 0 | 0
833 | 33.4013 | 0.31643 | 0.1036 | 0.88774 | 0.037149 | 0.18766 | 25.8827 | 0.89705 | 0.92107 | 0.34138 | 1.0656 | 1.5952 | 14.22 | 4.9461 | 3.8832 | 1.0165 | 1.0753 | 0.071669 | 7.7515 | 0.82979 | 0.88488 | 11.1225 | 8.4839 | 8.263 | 2.1977 | -0.090267 | 26.1943 | 1298.7082 | 15.2559 | 74.1735 | 1.5071 | 60.0915 | 0 | 0
834 | 27.6769 | 0.34534 | 0.085951 | 0.88987 | 0.056551 | 0.19281 | 26.1265 | 0.93123 | 0.94731 | 0.28989 | 1.0518 | 1.6172 | 11.9253 | 2.8763 | 1.2161 | 1.3581 | 0.23923 | 0.051332 | 6.6538 | 0.80627 | 0.84384 | 8.2764 | 8.876 | 9.2857 | 2.157 | 0.093634 | 26.1641 | 1248.7429 | 15.3201 | 72.8459 | 1.566 | 60.0915 | 0 | 0
835 | 16.8224 | 0.28372 | 0.09592 | 0.8809 | 0.048218 | 0.21645 | 18.333 | 0.81287 | 0.91869 | 0.48652 | 1.0234 | 1.5263 | 13.5866 | 2.3656 | 0.76117 | 1.224 | 0.12033 | 0.054526 | 9.5482 | 0.76582 | 0.82071 | 13.968 | 8.9696 | 13.3939 | 2.1676 | 0.12141 | 26.7257 | 1229.5087 | 15.4244 | 73.5478 | 1.8874 | 60.0915 | 0 | 0
836 | 20.317 | 0.30034 | 0.09987 | 0.88825 | 0.047838 | 0.1959 | 22.6293 | 0.84874 | 0.92787 | 0.03106 | 1.3819 | 1.3294 | 8.2101 | 2.6123 | 3.7195 | 1.8767 | 0.10426 | 0.039978 | 7.2279 | 0.77337 | 0.85376 | 10.9273 | 6.8534 | 13.8451 | 2.2011 | 0.063409 | 22.9785 | 1225.2827 | 11.7916 | 73.2126 | 1.9144 | 60.0915 | 0 | 0
837 | 23.6811 | 0.28328 | 0.10032 | 0.90297 | 0.039425 | 0.23865 | 16.8161 | 0.86764 | 0.92115 | 0.46467 | 1.1609 | 1.6964 | 13.7742 | 2.4049 | 0.57891 | 0.87451 | 0.29466 | 0.059083 | 9.4751 | 0.83645 | 0.83338 | 11.2617 | 7.6867 | 9.2066 | 2.0185 | -0.063871 | 24.4486 | 1276.0525 | 13.2639 | 74.796 | 1.598 | 63.0915 | 0 | 0
838 | 17.8522 | 0.32991 | 0.078524 | 0.85442 | 0.055046 | 0.21826 | 18.7063 | 0.79719 | 0.94136 | 0.60192 | 1.4689 | 1.7479 | 12.402 | 2.2154 | 1.51 | 1.6363 | 0.23676 | 0.050385 | 9.4042 | 0.76376 | 0.89837 | 12.6463 | 9.9172 | 14.4995 | 2.1066 | -0.063073 | 21.5492 | 1190.2343 | 10.4892 | 71.1424 | 1.9223 | 60.0915 | 0 | 0
839 | 22.6559 | 0.33158 | 0.11203 | 0.89886 | 0.052627 | 0.18868 | 16.8711 | 0.84938 | 0.9561 | 0.059574 | 0.96355 | 1.8422 | 11.04 | 2.7982 | 0.74208 | 1.7981 | 0.91524 | 0.049998 | 6.4454 | 0.83 | 0.80217 | 10.9754 | 9.8534 | 10.184 | 2.0311 | -0.096005 | 27.5253 | 1241.1042 | 16.518 | 73.2147 | 1.6393 | 60.0915 | 0 | 0
840 | 13.2739 | 0.31681 | 0.07225 | 0.84409 | 0.071305 | 0.19548 | 18.0554 | 0.88135 | 0.94981 | 0.17958 | 1.4892 | 1.3188 | 10.9553 | 3.0655 | 1.5486 | 1.081 | 1.1372 | 0.051757 | 7.2668 | 0.77258 | 0.8611 | 8.1739 | 9.5136 | 15.4574 | 2.034 | 0.039866 | 21.7243 | 1179.4403 | 10.6256 | 71.4375 | 1.9985 | 60.0915 | 0 | 0
841 | 17.1625 | 0.25319 | 0.11052 | 0.91044 | 0.065872 | 0.19558 | 18.4642 | 0.88909 | 0.94891 | 0.0012884 | 1.196 | 1.6481 | 10.846 | 3.2883 | 2.4904 | 1.6516 | 0.93786 | 0.039802 | 6.7342 | 0.81488 | 0.89445 | 8.1643 | 9.6888 | 8.5782 | 2.0177 | 0.018396 | 24.3532 | 1254.333 | 13.267 | 74.686 | 1.5485 | 63.0915 | 0 | 0
842 | 19.7662 | 0.28603 | 0.094859 | 0.848 | 0.060408 | 0.23168 | 22.6861 | 0.9395 | 0.92505 | 0.10823 | 1.5606 | 1.2129 | 8.7172 | 2.5241 | 2.7927 | 0.91043 | 0.9921 | 0.078994 | 6.5946 | 0.76056 | 0.90147 | 12.4032 | 9.5594 | 10.8346 | 2.1418 | 0.19359 | 21.478 | 1220.5071 | 10.5427 | 73.1336 | 1.687 | 60.0915 | 0 | 0
843 | 17.1766 | 0.27306 | 0.080347 | 0.85873 | 0.069838 | 0.20401 | 17.9868 | 0.88463 | 0.93353 | 0.53165 | 1.4524 | 1.5999 | 11.7391 | 2.6771 | 2.1677 | 1.0922 | 1.0275 | 0.040938 | 6.3469 | 0.80979 | 0.82884 | 10.5897 | 9.2178 | 14.2795 | 2.0404 | 0.053468 | 22.7668 | 1241.995 | 11.2971 | 74.0348 | 1.9643 | 60.0915 | 0 | 0
844 | 23.1361 | 0.3417 | 0.095267 | 0.85631 | 0.052885 | 0.21791 | 21.3049 | 0.77009 | 0.92694 | 0.021067 | 0.96053 | 1.7047 | 6.1157 | 2.5422 | 1.3216 | 1.1267 | 0.37567 | 0.062729 | 7.727 | 0.82291 | 0.90485 | 9.3349 | 9.1747 | 9.5179 | 2.1824 | -0.53588 | 27.4246 | 1203.41 | 16.8048 | 71.5974 | 1.565 | 60.0915 | 0 | 0
845 | 23.0331 | 0.32425 | 0.075767 | 0.90471 | 0.043986 | 0.22677 | 18.8226 | 0.83026 | 0.94706 | 0.21786 | 1.3933 | 1.7767 | 10.087 | 1.6439 | 2.6454 | 1.3554 | 0.14772 | 0.054719 | 6.6996 | 0.87409 | 0.85881 | 5.8006 | 7.8607 | 15.3325 | 1.9944 | -0.40914 | 22.9054 | 1241.3748 | 11.5147 | 73.1899 | 2.0262 | 60.0915 | 0 | 0
846 | 21.9136 | 0.2867 | 0.083732 | 0.88721 | 0.074917 | 0.21881 | 17.1845 | 0.82201 | 0.95012 | 0.6007 | 0.99279 | 1.6859 | 9.9469 | 2.9535 | 1.9698 | 1.4532 | 0.98409 | 0.05125 | 8.7932 | 0.77771 | 0.80003 | 10.1947 | 7.3671 | 13.1591 | 2.1264 | 0.18138 | 26.9201 | 1255.5633 | 15.5165 | 73.8478 | 1.8748 | 60.0915 | 0 | 0
847 | 25.8913 | 0.28618 | 0.066289 | 0.88325 | 0.042868 | 0.21967 | 21.7348 | 0.88896 | 0.95099 | 0.4902 | 1.198 | 1.4398 | 15.2197 | 1.2835 | 1.4154 | 0.98966 | 0.31583 | 0.058163 | 7.7889 | 0.82848 | 0.86289 | 9.4762 | 6.97 | 9.613 | 2.0981 | 0.0010771 | 24.1396 | 1283.2586 | 12.9236 | 74.4815 | 1.6245 | 63.0915 | 0 | 0
848 | 22.0498 | 0.3113 | 0.086248 | 0.9027 | 0.0444 | 0.19631 | 18.898 | 0.86992 | 0.91972 | 0.21522 | 1.4912 | 1.2862 | 14.5579 | 1.1396 | 2.911 | 0.74712 | 0.071444 | 0.047796 | 8.6949 | 0.79137 | 0.8742 | 7.0736 | 6.0288 | 15.9586 | 2.0763 | -0.010402 | 21.9952 | 1223.9646 | 10.6886 | 72.9082 | 2.0668 | 60.0915 | 0 | 0
849 | 15.8402 | 0.30577 | 0.093758 | 0.8946 | 0.039534 | 0.19972 | 13.2926 | 0.94642 | 0.93147 | 0.45493 | 1.3395 | 1.7017 | 8.927 | 3.0484 | 2.6393 | 1.1327 | 0.91618 | 0.050551 | 8.7024 | 0.75199 | 0.8374 | 9.923 | 6.3997 | 14.3011 | 1.9218 | 0.31674 | 22.9033 | 1208.6463 | 11.6787 | 72.552 | 1.9353 | 60.0915 | 0 | 0
850 | 17.2647 | 0.35794 | 0.095401 | 0.83673 | 0.056208 | 0.19983 | 19.8233 | 0.91925 | 0.93081 | 0.39942 | 0.93898 | 1.8506 | 12.422 | 2.0977 | 0.99933 | 0.92504 | 0.9602 | 0.054125 | 6.9725 | 0.84189 | 0.86321 | 8.8955 | 7.034 | 8.3472 | 1.9691 | -0.24586 | 27.3452 | 1186.4336 | 16.7813 | 71.3424 | 1.4749 | 60.0915 | 0 | 0
851 | 15.771 | 0.30224 | 0.09547 | 0.8651 | 0.059712 | 0.2147 | 19.9726 | 0.90079 | 0.93746 | 0.354 | 1.535 | 1.7807 | 10.6369 | 1.9961 | 2.7768 | 1.2951 | 0.059085 | 0.046671 | 6.9533 | 0.75685 | 0.82567 | 8.8675 | 9.4765 | 9.8381 | 2.0874 | 0.24118 | 21.3192 | 1209.2301 | 10.4352 | 72.6162 | 1.6041 | 60.0915 | 0 | 0
852 | 24.6112 | 0.33707 | 0.088419 | 0.90425 | 0.046733 | 0.23936 | 24.9636 | 0.79874 | 0.91311 | 0.07531 | 1.5016 | 1.4964 | 12.541 | 3.3971 | 3.5205 | 1.1349 | 0.28089 | 0.051944 | 8.1231 | 0.80688 | 0.90422 | 9.8256 | 6.4561 | 10.6661 | 2.2312 | -0.31557 | 22.1104 | 1213.9204 | 11.373 | 72.1337 | 1.6574 | 60.0915 | 0 | 0
853 | 26.4185 | 0.26758 | 0.072487 | 0.84397 | 0.04473 | 0.22457 | 11.1327 | 0.85668 | 0.92713 | 0.31352 | 1.5278 | 1.5814 | 10.4631 | 3.419 | 0.73834 | 0.93576 | 0.83754 | 0.032653 | 9.5159 | 0.83064 | 0.8651 | 10.7028 | 6.564 | 11.1347 | 1.9735 | -0.15026 | 21.749 | 1289.2549 | 10.385 | 74.9441 | 1.7489 | 63.0915 | 0 | 0
854 | 21.5922 | 0.32707 | 0.092042 | 0.90475 | 0.053724 | 0.2067 | 18.2779 | 0.90918 | 0.9417 | 0.0494 | 1.2699 | 1.6738 | 12.0721 | 4.6705 | 0.66603 | 1.7453 | 0.52079 | 0.034035 | 9.4455 | 0.80907 | 0.77998 | 12.7365 | 8.8947 | 8.9428 | 2.0392 | 0.097154 | 23.7164 | 1234.0746 | 12.8468 | 73.3116 | 1.5469 | 60.0915 | 0 | 0
855 | 23.0411 | 0.28913 | 0.080607 | 0.86405 | 0.047401 | 0.22834 | 21.3431 | 0.89914 | 0.95021 | 0.46839 | 1.1562 | 1.2653 | 11.5973 | 2.1461 | 1.9893 | 1.5002 | 0.29591 | 0.052567 | 7.48 | 0.82627 | 0.87198 | 7.9182 | 6.5523 | 11.16 | 2.0694 | -0.024639 | 24.4121 | 1259.0041 | 13.1754 | 73.946 | 1.7242 | 60.0915 | 0 | 0
856 | 24.4654 | 0.38094 | 0.11061 | 0.84204 | 0.062808 | 0.20899 | 14.7877 | 0.86308 | 0.95478 | 0.16786 | 1.0609 | 1.5913 | 13.8888 | 3.6143 | 2.608 | 1.619 | 0.48593 | 0.0644 | 7.2373 | 0.75397 | 0.86369 | 9.6096 | 6.4875 | 13.7278 | 2.0339 | 0.06915 | 25.3599 | 1196.9749 | 14.4882 | 70.6991 | 1.8564 | 60.0915 | 0 | 0
857 | 22.2124 | 0.27568 | 0.090751 | 0.86239 | 0.048468 | 0.19757 | 14.3225 | 0.86604 | 0.93854 | 0.54476 | 1.0844 | 1.7076 | 11.7299 | 1.4854 | 0.82938 | 0.91659 | 0.76617 | 0.079721 | 7.3332 | 0.78607 | 0.89136 | 11.5525 | 8.613 | 11.4523 | 2.0166 | 0.074875 | 25.4343 | 1254.8678 | 14.1739 | 73.826 | 1.745 | 60.0915 | 0 | 0
858 | 25.9839 | 0.31193 | 0.11489 | 0.8891 | 0.064654 | 0.19437 | 14.7349 | 0.83242 | 0.92425 | 0.4009 | 1.302 | 1.6141 | 12.4357 | 2.5264 | 2.9202 | 1.1782 | 0.54216 | 0.035328 | 6.4817 | 0.81021 | 0.86875 | 7.3387 | 6.9211 | 9.6584 | 2.0192 | -0.096524 | 23.5361 | 1248.5659 | 12.5862 | 73.2459 | 1.5994 | 60.0915 | 0 | 0
859 | 24.8789 | 0.3463 | 0.10233 | 0.90939 | 0.068805 | 0.23146 | 24.0871 | 0.87794 | 0.94177 | 0.66365 | 1.4806 | 1.6326 | 9.6902 | 1.3745 | 1.9948 | 1.7063 | 0.052551 | 0.042984 | 7.7364 | 0.76262 | 0.90824 | 8.0454 | 6.9601 | 15.0667 | 2.1192 | 0.15144 | 21.6868 | 1216.9395 | 10.5518 | 71.6247 | 1.9731 | 60.0915 | 0 | 0
860 | 16.6409 | 0.30936 | 0.094191 | 0.90539 | 0.04637 | 0.19887 | 19.536 | 0.88567 | 0.90865 | 0.10133 | 1.4883 | 1.1679 | 15.0217 | 2.2097 | 1.9153 | 0.67397 | 0.72591 | 0.021328 | 8.6902 | 0.77918 | 0.88286 | 9.5586 | 7.4394 | 14.4506 | 2.0656 | 0.011788 | 22.4784 | 1194.5629 | 11.4236 | 72.382 | 1.9433 | 60.0915 | 0 | 0
861 | 12.9409 | 0.30215 | 0.11134 | 0.87481 | 0.067858 | 0.18082 | 24.2699 | 0.89078 | 0.9403 | 0.13811 | 1.362 | 1.588 | 7.8536 | 3.4424 | 0.56603 | 1.7075 | 0.62149 | 0.076033 | 8.6728 | 0.80943 | 0.80918 | 10.0618 | 7.8442 | 15.0466 | 2.1076 | 0.01611 | 23.1474 | 1207.6508 | 11.8567 | 73.0076 | 2.0009 | 60.0915 | 0 | 0
862 | 13.437 | 0.34495 | 0.10873 | 0.91843 | 0.043041 | 0.18909 | 22.4428 | 0.88877 | 0.9599 | 0.66627 | 0.95297 | 1.4074 | 11.5855 | 3.0481 | 3.7891 | 1.4382 | 0.32865 | 0.053021 | 9.7895 | 0.80672 | 0.8409 | 8.597 | 8.8633 | 15.7885 | 1.9931 | 0.048725 | 26.9003 | 1193.4844 | 15.6241 | 71.6597 | 2.0275 | 60.0915 | 0 | 0
863 | 30.9807 | 0.35673 | 0.099372 | 0.90818 | 0.067904 | 0.20909 | 23.2345 | 0.77382 | 0.95529 | 0.26269 | 1.4008 | 1.2678 | 12.8389 | 1.5537 | 1.1185 | 0.51318 | 0.53036 | 0.03237 | 8.0444 | 0.79438 | 0.85138 | 8.5537 | 6.1526 | 14.6186 | 2.2368 | -0.1034 | 22.7325 | 1257.3501 | 11.538 | 72.4229 | 1.9563 | 60.0915 | 0 | 0
864 | 23.8252 | 0.32795 | 0.0622 | 0.88854 | 0.052368 | 0.23257 | 11.7412 | 0.9304 | 0.95233 | 0.52669 | 1.1738 | 1.7376 | 13.8968 | 2.9753 | 2.3261 | 1.7892 | 0.93205 | 0.059518 | 7.9324 | 0.81593 | 0.85254 | 13.2577 | 9.3245 | 11.7002 | 1.8582 | 0.055738 | 24.0726 | 1236.2114 | 12.9815 | 72.6002 | 1.7428 | 60.0915 | 0 | 0
865 | 24.0682 | 0.29376 | 0.071078 | 0.88731 | 0.061282 | 0.20811 | 20.3202 | 0.89053 | 0.94859 | 0.13319 | 1.209 | 1.5388 | 8.2561 | 1.3609 | 3.6597 | 0.56184 | 0.61714 | 0.073613 | 9.5187 | 0.80032 | 0.85212 | 10.2976 | 9.1598 | 13.8997 | 2.1101 | 0.073661 | 24.4777 | 1253.1828 | 13.1379 | 73.7739 | 1.9302 | 60.0915 | 0 | 0
866 | 22.0636 | 0.35898 | 0.099925 | 0.89519 | 0.059505 | 0.23162 | 22.2655 | 0.8878 | 0.9615 | 0.16262 | 1.1867 | 1.7302 | 12.8493 | 2.9839 | 1.1153 | 1.8995 | 0.40388 | 0.06767 | 7.1954 | 0.76933 | 0.79489 | 11.8304 | 6.5612 | 9.5847 | 2.1287 | 0.20407 | 23.9278 | 1215.2165 | 13.1587 | 71.9993 | 1.5752 | 60.0915 | 0 | 0
867 | 12.3369 | 0.27779 | 0.0897 | 0.87157 | 0.034035 | 0.19901 | 26.8789 | 0.82824 | 0.94844 | 0.46162 | 1.3374 | 1.2865 | 8.864 | 1.7806 | 2.6805 | 1.0297 | 0.86051 | 0.078018 | 6.7535 | 0.7958 | 0.83361 | 7.5619 | 6.6951 | 13.4657 | 2.2229 | 0.027573 | 23.0399 | 1230.1946 | 11.6401 | 73.7761 | 1.8966 | 60.0915 | 0 | 0
868 | 27.3553 | 0.29604 | 0.089389 | 0.90871 | 0.073184 | 0.18597 | 18.1412 | 0.91806 | 0.94042 | 0.058414 | 1.5581 | 1.5677 | 16.0537 | 0.81903 | 2.2881 | 1.1647 | 0.14829 | 0.061197 | 9.5358 | 0.80782 | 0.87984 | 9.9729 | 6.8621 | 10.1696 | 2.0242 | 0.061403 | 21.5271 | 1262.2068 | 10.5045 | 73.8384 | 1.6472 | 60.0915 | 0 | 0
869 | 21.3303 | 0.3191 | 0.068557 | 0.90513 | 0.063567 | 0.20093 | 22.481 | 0.83292 | 0.9312 | 0.41342 | 1.4319 | 1.3279 | 11.7673 | 2.6767 | 3.6904 | 1.4789 | 1.0054 | 0.036225 | 7.2941 | 0.82398 | 0.88668 | 9.24 | 6.9784 | 14.6243 | 2.1021 | -0.22776 | 22.6425 | 1215.4797 | 11.4762 | 72.3913 | 1.9563 | 60.0915 | 0 | 0
870 | 26.087 | 0.29574 | 0.10983 | 0.83906 | 0.058519 | 0.19801 | 20.8629 | 0.8048 | 0.93064 | 0.4552 | 0.97345 | 1.8308 | 15.1959 | 1.7313 | 1.4216 | 1.7965 | 0.79454 | 0.067016 | 8.2152 | 0.76664 | 0.88171 | 10.6981 | 8.8789 | 15.2166 | 2.2523 | 0.025863 | 27.2138 | 1254.4345 | 15.8019 | 73.2872 | 2.0198 | 60.0915 | 0 | 0
871 | 28.0605 | 0.3174 | 0.071229 | 0.89664 | 0.047337 | 0.20667 | 14.0716 | 0.87474 | 0.9165 | 0.21971 | 1.3947 | 1.5318 | 9.0743 | 2.4942 | 1.2389 | 0.98666 | 0.4159 | 0.056226 | 9.635 | 0.77237 | 0.85632 | 12.2163 | 6.4271 | 12.4758 | 2.056 | 0.10534 | 22.7431 | 1248.7393 | 11.6646 | 73.1223 | 1.8095 | 60.0915 | 0 | 0
872 | 22.6726 | 0.31499 | 0.097538 | 0.91616 | 0.039991 | 0.22548 | 16.5795 | 0.81613 | 0.92335 | 0.074433 | 1.001 | 1.3353 | 9.7127 | 4.1022 | 1.0072 | 1.5153 | 0.72756 | 0.078558 | 8.1132 | 0.83654 | 0.81699 | 9.1756 | 9.9603 | 11.7538 | 2.0661 | -0.22173 | 26.9164 | 1243.8714 | 15.781 | 73.7601 | 1.7671 | 60.0915 | 0 | 0
873 | 17.4985 | 0.32458 | 0.087805 | 0.9017 | 0.050441 | 0.21605 | 22.0454 | 0.88195 | 0.95216 | 0.29575 | 1.3655 | 1.5519 | 15.7433 | 2.8891 | 3.5661 | 0.43432 | 0.36002 | 0.046139 | 9.3224 | 0.77026 | 0.81389 | 7.2526 | 8.1101 | 11.8628 | 2.1044 | 0.19511 | 22.6488 | 1211.1938 | 11.6302 | 72.4351 | 1.7518 | 60.0915 | 0 | 0
874 | 27.1821 | 0.36657 | 0.092337 | 0.90916 | 0.060267 | 0.1887 | 22.5982 | 0.90245 | 0.94496 | 0.35851 | 1.425 | 1.4452 | 10.8784 | 1.3229 | 2.9638 | 0.4134 | 0.60433 | 0.068899 | 7.1808 | 0.82466 | 0.86334 | 12.9419 | 6.2027 | 10.9762 | 2.0474 | -0.065765 | 22.3093 | 1231.5472 | 11.4492 | 72.1082 | 1.6799 | 60.0915 | 0 | 0
875 | 20.5822 | 0.36872 | 0.085808 | 0.88805 | 0.04458 | 0.24346 | 23.7122 | 0.79621 | 0.93161 | 0.40123 | 1.1161 | 1.2893 | 13.3026 | 2.4086 | 3.9186 | 1.8835 | 0.8642 | 0.072575 | 9.6713 | 0.74365 | 0.84898 | 10.7392 | 9.7575 | 8.3393 | 2.2676 | 0.073696 | 24.6812 | 1187.9522 | 14.1787 | 71.0218 | 1.4708 | 60.0915 | 0 | 0
876 | 20.1766 | 0.3211 | 0.0765 | 0.86777 | 0.048628 | 0.19251 | 24.4908 | 0.8768 | 0.93858 | 0.10326 | 1.5052 | 1.179 | 12.1085 | 1.2396 | 3.2162 | 0.66166 | 0.24854 | 0.065093 | 7.4011 | 0.81359 | 0.90166 | 7.6644 | 8.2516 | 13.4485 | 2.1306 | -0.18092 | 21.6587 | 1207.4979 | 10.6371 | 72.2364 | 1.8661 | 60.0915 | 0 | 0
877 | 18.8214 | 0.30405 | 0.085442 | 0.85123 | 0.0569 | 0.19863 | 23.4366 | 0.81787 | 0.96182 | 0.54694 | 1.1833 | 1.1646 | 13.2954 | 3.5112 | 3.9798 | 1.4455 | 0.51922 | 0.025311 | 6.0345 | 0.82123 | 0.88898 | 9.6486 | 9.6219 | 11.189 | 2.1223 | -0.20834 | 24.0105 | 1223.9621 | 12.9393 | 72.61 | 1.7049 | 60.0915 | 0 | 0
878 | 20.7325 | 0.29068 | 0.094952 | 0.8811 | 0.059124 | 0.18517 | 23.2745 | 0.77995 | 0.94924 | 0.00028931 | 0.93776 | 1.5778 | 12.363 | 1.7426 | 2.8973 | 1.6447 | 0.43436 | 0.035632 | 9.0825 | 0.81767 | 0.87378 | 11.7483 | 7.6948 | 14.641 | 2.2336 | -0.2674 | 28.2902 | 1237.2578 | 16.9474 | 73.469 | 1.9799 | 60.0915 | 0 | 0
879 | 18.7701 | 0.36285 | 0.094294 | 0.90222 | 0.043457 | 0.2078 | 15.7695 | 0.82805 | 0.91922 | 0.39351 | 0.98112 | 1.6987 | 13.918 | 3.5792 | 2.6567 | 0.7664 | 0.93535 | 0.038832 | 8.6637 | 0.80766 | 0.84796 | 11.709 | 9.4463 | 10.7504 | 1.9952 | -0.19763 | 26.5104 | 1188.5792 | 15.7826 | 71.3549 | 1.6518 | 60.0915 | 0 | 0
880 | 33.2967 | 0.26877 | 0.1055 | 0.9056 | 0.074141 | 0.20833 | 22.351 | 0.85828 | 0.95202 | 0.33992 | 1.0026 | 1.7864 | 10.4103 | 2.488 | 1.3612 | 1.0836 | 0.85662 | 0.079794 | 8.4922 | 0.81899 | 0.92046 | 12.5151 | 6.2723 | 9.7899 | 2.191 | 0.029014 | 27.5769 | 1411.3269 | 15.6504 | 79.0287 | 1.7167 | 66.0915 | 0 | 0
881 | 22.387 | 0.33392 | 0.072176 | 0.89604 | 0.062474 | 0.20381 | 21.6469 | 0.84671 | 0.91349 | 0.21073 | 1.0383 | 1.8455 | 9.511 | 2.8795 | 2.4513 | 1.4584 | 0.13657 | 0.079546 | 9.0119 | 0.86548 | 0.91857 | 8.0783 | 8.4574 | 10.7588 | 2.0377 | -0.54322 | 26.4205 | 1204.0501 | 15.6863 | 71.939 | 1.6616 | 60.0915 | 0 | 0
882 | 17.955 | 0.3064 | 0.11343 | 0.9103 | 0.043402 | 0.18321 | 12.7662 | 0.81134 | 0.92816 | 0.16714 | 1.0512 | 1.4586 | 8.4879 | 2.1362 | 0.50499 | 1.6838 | 0.3889 | 0.024719 | 7.7175 | 0.81563 | 0.83201 | 8.3217 | 8.2441 | 10.7911 | 1.9781 | -0.15589 | 26.2725 | 1222.8796 | 15.2537 | 73.1757 | 1.684 | 60.0915 | 0 | 0
883 | 27.7463 | 0.33077 | 0.083054 | 0.87603 | 0.058736 | 0.23491 | 19.7521 | 0.87856 | 0.94164 | 0.069094 | 1.0438 | 1.4733 | 13.0112 | 4.4343 | 3.9409 | 1.9124 | 0.36417 | 0.023463 | 7.6488 | 0.76108 | 0.83567 | 8.8066 | 6.6797 | 13.4323 | 2.1836 | 0.1851 | 26.578 | 1244.7923 | 15.4636 | 72.7989 | 1.8753 | 60.0915 | 0 | 0
884 | 22.9164 | 0.29787 | 0.10082 | 0.87725 | 0.0617 | 0.22895 | 27.7464 | 0.78217 | 0.95078 | 0.12561 | 1.3791 | 1.83 | 5.6557 | 3.7879 | 3.8571 | 0.66935 | 0.79348 | 0.024927 | 6.137 | 0.79259 | 0.87241 | 10.6205 | 8.4402 | 11.7734 | 2.3275 | -0.11173 | 22.8345 | 1243.164 | 11.7147 | 73.333 | 1.7608 | 60.0915 | 0 | 0
885 | 15.4925 | 0.305 | 0.10178 | 0.88285 | 0.077039 | 0.21347 | 29.6248 | 0.91193 | 0.93149 | 0.38454 | 1.4039 | 1.1338 | 12.8636 | 3.4273 | 3.6488 | 1.4722 | 0.095699 | 0.079043 | 8.6214 | 0.86986 | 0.85546 | 6.4573 | 8.8383 | 13.7873 | 2.0981 | -0.23549 | 22.92 | 1213.4517 | 11.7215 | 73.1449 | 1.9093 | 60.0915 | 0 | 0
886 | 24.6466 | 0.33194 | 0.085041 | 0.85464 | 0.060475 | 0.21647 | 18.0227 | 0.85844 | 0.94413 | 0.49843 | 1.5621 | 1.6773 | 11.4974 | 2.4114 | 2.7542 | 1.6785 | 0.37795 | 0.04638 | 7.1521 | 0.81047 | 0.82709 | 7.0375 | 7.3015 | 14.2524 | 2.0529 | -0.044096 | 21.5001 | 1240.1426 | 10.2247 | 72.7427 | 1.9357 | 60.0915 | 0 | 0
887 | 18.4538 | 0.34548 | 0.094939 | 0.85172 | 0.062116 | 0.22129 | 19.7116 | 0.90494 | 0.95029 | 0.67166 | 1.3161 | 1.8543 | 14.4749 | 2.8625 | 3.6098 | 1.6168 | 0.63616 | 0.073059 | 8.0071 | 0.75484 | 0.81065 | 12.908 | 6.7442 | 15.9608 | 2.0549 | 0.25711 | 22.9377 | 1201.5487 | 11.6841 | 71.5557 | 2.0373 | 60.0915 | 0 | 0
888 | 32.4894 | 0.36379 | 0.092187 | 0.85046 | 0.050203 | 0.22994 | 23.2845 | 0.90429 | 0.95401 | 0.043917 | 0.99778 | 1.4353 | 14.5187 | 2.3718 | 1.3054 | 0.62987 | 0.41172 | 0.079355 | 6.5184 | 0.79619 | 0.9028 | 13.744 | 7.0313 | 12.0615 | 2.1631 | -0.046803 | 26.6342 | 1256.8964 | 15.7191 | 72.08 | 1.7601 | 60.0915 | 0 | 0
889 | 28.8569 | 0.37295 | 0.10627 | 0.88353 | 0.04816 | 0.21498 | 22.1798 | 0.86532 | 0.92735 | 0.47505 | 1.3055 | 1.2805 | 6.8744 | 3.6971 | 2.456 | 1.2329 | 0.64166 | 0.063693 | 8.1971 | 0.81571 | 0.84416 | 7.531 | 9.7731 | 14.667 | 2.1088 | -0.099739 | 23.0946 | 1241.0328 | 11.9314 | 72.2982 | 1.9583 | 60.0915 | 0 | 0
890 | 26.191 | 0.29694 | 0.097089 | 0.89609 | 0.056714 | 0.21011 | 15.391 | 0.88506 | 0.94962 | 0.16437 | 1.5266 | 1.3526 | 15.7235 | 2.6886 | 1.4967 | 0.75762 | 1.1753 | 0.038248 | 8.338 | 0.83163 | 0.83036 | 11.1594 | 7.1845 | 9.175 | 1.98 | -0.022373 | 21.5365 | 1275.3614 | 10.4396 | 74.2879 | 1.5881 | 63.0915 | 0 | 0
891 | 15.3032 | 0.3401 | 0.10435 | 0.87525 | 0.058135 | 0.21752 | 20.1119 | 0.90695 | 0.91435 | 0.39106 | 1.2012 | 1.2395 | 11.8133 | 2.6966 | 1.3987 | 1.9345 | 0.48899 | 0.060833 | 9.1184 | 0.80227 | 0.85304 | 11.6278 | 6.4455 | 11.1798 | 2.0113 | -0.054046 | 23.9869 | 1180.5761 | 13.24 | 71.5871 | 1.6864 | 60.0915 | 0 | 0
892 | 26.3002 | 0.28317 | 0.082244 | 0.86612 | 0.049275 | 0.22041 | 17.787 | 0.93238 | 0.9389 | 0.23974 | 1.5027 | 1.5184 | 9.4773 | 5.1191 | 2.6058 | 1.5041 | 0.15716 | 0.059561 | 7.8816 | 0.84236 | 0.80821 | 10.3574 | 8.14 | 15.5274 | 2.0225 | 0.032457 | 22.2646 | 1292.5055 | 10.5463 | 75.1754 | 2.0938 | 63.0915 | 0 | 0
893 | 30.3292 | 0.31957 | 0.10664 | 0.901 | 0.05687 | 0.21875 | 23.6871 | 0.87322 | 0.95246 | 0.3369 | 1.3683 | 1.4513 | 15.008 | 0.74853 | 1.1823 | 0.56909 | 0.10215 | 0.052982 | 9.5691 | 0.83368 | 0.86311 | 11.072 | 6.5907 | 10.1474 | 2.1174 | -0.072604 | 22.7219 | 1282.3214 | 11.629 | 73.7811 | 1.6445 | 60.0915 | 0 | 0
894 | 24.0063 | 0.31728 | 0.077885 | 0.84134 | 0.054921 | 0.2041 | 21.2597 | 0.88996 | 0.95929 | 0.056661 | 1.1078 | 1.2298 | 10.2017 | 3.2502 | 1.0699 | 1.6711 | 0.71994 | 0.021094 | 9.6177 | 0.79795 | 0.78622 | 9.7333 | 7.7617 | 14.8976 | 2.167 | 0.10311 | 25.6613 | 1250.715 | 14.2627 | 73.5353 | 2.0007 | 60.0915 | 0 | 0
895 | 27.8066 | 0.30695 | 0.089063 | 0.88566 | 0.06631 | 0.19232 | 27.439 | 0.80793 | 0.95353 | 0.0011456 | 0.98884 | 1.2065 | 9.291 | 1.1058 | 3.8985 | 1.3667 | 0.81854 | 0.067178 | 9.7951 | 0.74273 | 0.85626 | 9.0354 | 8.945 | 15.8841 | 2.4235 | 0.20183 | 27.9453 | 1255.4137 | 16.5755 | 73.2612 | 2.0697 | 60.0915 | 0 | 0
896 | 22.533 | 0.36234 | 0.09796 | 0.9 | 0.048225 | 0.20732 | 22.2449 | 0.93349 | 0.93512 | 0.25294 | 1.5121 | 1.1764 | 13.8342 | 2.6488 | 2.1749 | 1.837 | 0.71913 | 0.074058 | 9.965 | 0.80035 | 0.8251 | 9.7602 | 6.1048 | 8.1707 | 2.0489 | 0.083582 | 21.1905 | 1211.8675 | 10.5715 | 72.1244 | 1.4722 | 60.0915 | 0 | 0
897 | 31.2928 | 0.31352 | 0.086872 | 0.88948 | 0.056349 | 0.21294 | 15.1074 | 0.81708 | 0.953 | 0.37429 | 1.261 | 1.691 | 8.9605 | 2.7287 | 0.8613 | 1.096 | 0.55239 | 0.061861 | 9.2575 | 0.80251 | 0.91701 | 12.0075 | 6.0467 | 10.468 | 2.0449 | -0.12513 | 23.6358 | 1274.4451 | 12.6033 | 73.0016 | 1.6564 | 60.0915 | 0 | 0
898 | 26.6074 | 0.35282 | 0.1025 | 0.90905 | 0.060213 | 0.20962 | 19.2763 | 0.77072 | 0.93319 | 0.029244 | 0.94105 | 1.2782 | 12.2687 | 2.5663 | 2.3614 | 0.85697 | 0.39343 | 0.049752 | 6.9395 | 0.83748 | 0.87348 | 11.9829 | 8.9516 | 14.6563 | 2.1222 | -0.45457 | 28.0728 | 1225.5641 | 16.9882 | 72.1725 | 1.9547 | 60.0915 | 0 | 0
899 | 24.754 | 0.31881 | 0.086988 | 0.91157 | 0.059777 | 0.2416 | 18.8098 | 0.89953 | 0.94514 | 0.22118 | 1.4372 | 1.6226 | 10.4917 | 2.5553 | 3.5755 | 1.3548 | 1.1659 | 0.022329 | 7.799 | 0.8074 | 0.80304 | 10.9167 | 8.79 | 8.6975 | 2.0491 | 0.11241 | 22.3442 | 1251.2524 | 11.4264 | 73.5533 | 1.5317 | 60.0915 | 0 | 0
900 | 17.7593 | 0.35401 | 0.074742 | 0.85419 | 0.040007 | 0.22302 | 16.7184 | 0.8925 | 0.9397 | 0.72908 | 1.2784 | 1.1424 | 13.6703 | 2.2403 | 1.3876 | 0.99541 | 0.31142 | 0.055535 | 9.0367 | 0.82928 | 0.85981 | 11.3822 | 8.0038 | 12.3187 | 1.9154 | -0.15876 | 22.7391 | 1196.1052 | 11.7765 | 71.4638 | 1.7683 | 60.0915 | 0 | 0
901 | 13.6379 | 0.32186 | 0.075547 | 0.89201 | 0.038448 | 0.23069 | 12.5395 | 0.84318 | 0.91748 | 0.33348 | 1.2134 | 1.8073 | 14.2778 | 2.7656 | 2.2006 | 0.86422 | 0.21337 | 0.032715 | 8.7151 | 0.86912 | 0.82578 | 13.663 | 9.5918 | 8.2659 | 1.8603 | -0.40349 | 23.7646 | 1204.0515 | 13.0007 | 72.6808 | 1.4876 | 60.0915 | 0 | 0
902 | 19.0785 | 0.32867 | 0.10414 | 0.89436 | 0.055058 | 0.22357 | 13.0409 | 0.83676 | 0.95043 | 0.18158 | 1.0949 | 1.483 | 10.4406 | 4.4111 | 3.2724 | 1.4705 | 0.94377 | 0.055757 | 9.0905 | 0.8187 | 0.81891 | 10.5089 | 8.3469 | 15.1832 | 1.9461 | -0.11641 | 25.5413 | 1217.3084 | 14.2522 | 72.5516 | 2.0016 | 60.0915 | 0 | 0
903 | 20.0196 | 0.30169 | 0.08415 | 0.82575 | 0.058926 | 0.18829 | 16.8535 | 0.80723 | 0.93621 | 0.076099 | 1.0037 | 1.4607 | 14.7083 | 2.3128 | 3.2471 | 1.3479 | 0.89354 | 0.070426 | 7.6769 | 0.79 | 0.85898 | 5.2415 | 8.9182 | 9.021 | 2.1501 | -0.1646 | 26.5096 | 1219.0632 | 15.7074 | 72.6978 | 1.5441 | 60.0915 | 0 | 0
904 | 23.2484 | 0.3368 | 0.074929 | 0.88 | 0.049695 | 0.19761 | 13.99 | 0.81759 | 0.96012 | 0.4882 | 1.2259 | 1.395 | 12.6889 | 2.3595 | 3.9238 | 0.47513 | 0.79216 | 0.040991 | 6.5804 | 0.85493 | 0.9074 | 8.7931 | 9.0277 | 15.7962 | 1.8901 | -0.42522 | 23.9326 | 1222.0255 | 12.6364 | 71.8804 | 2.0329 | 60.0915 | 0 | 0
905 | 24.6245 | 0.32726 | 0.095512 | 0.89317 | 0.074478 | 0.21068 | 19.2126 | 0.86867 | 0.92832 | 0.31838 | 1.0677 | 1.736 | 7.8164 | 3.0591 | 1.2255 | 0.78038 | 0.33673 | 0.020374 | 6.0898 | 0.75782 | 0.83976 | 7.7024 | 6.3778 | 14.7872 | 2.1422 | 0.18539 | 26.4827 | 1224.9697 | 15.3194 | 72.4183 | 1.9688 | 60.0915 | 0 | 0
906 | 23.5255 | 0.26806 | 0.11041 | 0.89006 | 0.050401 | 0.22506 | 22.8576 | 0.89099 | 0.93757 | 0.59865 | 1.5369 | 1.4903 | 8.4401 | 2.3463 | 0.70316 | 1.0345 | 0.11046 | 0.072863 | 8.3038 | 0.81304 | 0.7929 | 11.8297 | 9.2447 | 10.6032 | 2.1352 | 0.1885 | 21.7828 | 1295.83 | 10.3203 | 75.5999 | 1.719 | 63.0915 | 0 | 0
907 | 19.6276 | 0.34192 | 0.081735 | 0.85851 | 0.052698 | 0.20968 | 20.7467 | 0.90874 | 0.92288 | 0.54948 | 1.5468 | 1.8721 | 9.9093 | 1.9642 | 1.2014 | 1.7719 | 0.66288 | 0.07277 | 9.0588 | 0.77829 | 0.87822 | 12.6636 | 9.6945 | 13.3366 | 2.0521 | 0.051825 | 21.3359 | 1195.3945 | 10.3795 | 71.5191 | 1.8445 | 60.0915 | 0 | 0
908 | 20.4523 | 0.26646 | 0.082483 | 0.83411 | 0.050345 | 0.23011 | 17.2153 | 0.83853 | 0.94069 | 0.22273 | 1.0939 | 1.8586 | 15.4238 | 4.064 | 2.6961 | 1.1116 | 0.23039 | 0.022205 | 6.7907 | 0.76409 | 0.84137 | 12.2331 | 6.2054 | 8.0392 | 2.177 | 0.15043 | 25.3301 | 1258.9141 | 14.2982 | 74.2579 | 1.5005 | 63.0915 | 0 | 0
909 | 24.4056 | 0.39159 | 0.095619 | 0.91061 | 0.053986 | 0.23253 | 25.9447 | 0.89151 | 0.95659 | 0.035699 | 1.2604 | 1.4859 | 14.3492 | 1.9359 | 1.9219 | 1.4832 | 0.57706 | 0.025798 | 8.3184 | 0.80748 | 0.8689 | 7.6828 | 8.2629 | 12.6803 | 2.1185 | -0.07068 | 23.7 | 1203.5683 | 12.8815 | 71.2662 | 1.7913 | 60.0915 | 0 | 0
910 | 22.1577 | 0.29442 | 0.10382 | 0.87083 | 0.044128 | 0.22981 | 23.1063 | 0.795 | 0.95269 | 0.40588 | 1.2308 | 1.7292 | 14.0297 | 1.6032 | 3.0538 | 0.83607 | 0.64992 | 0.067307 | 9.3546 | 0.75208 | 0.8499 | 10.2359 | 9.9979 | 8.2406 | 2.2688 | 0.16616 | 23.6873 | 1247.6278 | 12.7423 | 73.3864 | 1.4952 | 60.0915 | 0 | 0
911 | 28.0979 | 0.28538 | 0.10314 | 0.89637 | 0.064095 | 0.21818 | 27.9763 | 0.86155 | 0.9531 | 0.42588 | 1.1193 | 1.3318 | 11.1445 | 2.8187 | 2.0662 | 1.5031 | 0.53303 | 0.067861 | 7.8595 | 0.77294 | 0.84426 | 9.3886 | 8.5508 | 8.5047 | 2.301 | 0.25335 | 25.2662 | 1290.5989 | 14.1654 | 74.5238 | 1.5404 | 63.0915 | 0 | 0
912 | 18.6293 | 0.2981 | 0.081746 | 0.82627 | 0.053113 | 0.22274 | 26.5586 | 0.92849 | 0.94754 | 0.58046 | 1.3711 | 1.6696 | 10.9921 | 2.8369 | 3.9138 | 1.4522 | 0.55132 | 0.021558 | 8.7459 | 0.77019 | 0.8527 | 7.5043 | 9.3391 | 12.2918 | 2.1833 | 0.22863 | 22.7145 | 1229.0499 | 11.5286 | 73.0144 | 1.7944 | 60.0915 | 0 | 0
913 | 15.5648 | 0.28086 | 0.08954 | 0.87251 | 0.067772 | 0.21803 | 12.9126 | 0.93531 | 0.93877 | 0.47929 | 1.3043 | 1.3567 | 11.8675 | 2.6017 | 2.8082 | 1.7006 | 0.80523 | 0.022812 | 9.6204 | 0.80825 | 0.85299 | 5.1013 | 8.1131 | 10.5416 | 1.8741 | 0.094635 | 22.9661 | 1224.3906 | 11.8859 | 73.3511 | 1.668 | 60.0915 | 0 | 0
914 | 15.3912 | 0.30792 | 0.068309 | 0.86796 | 0.051384 | 0.20895 | 19.0159 | 0.89464 | 0.95743 | 0.14393 | 1.3266 | 1.4931 | 7.805 | 3.2446 | 1.7811 | 1.92 | 1.1384 | 0.033605 | 6.5576 | 0.79546 | 0.84755 | 9.5635 | 9.6527 | 10.1788 | 2.0307 | 0.036408 | 22.7083 | 1207.1385 | 11.8097 | 72.4777 | 1.6274 | 60.0915 | 0 | 0
915 | 13.145 | 0.30673 | 0.071708 | 0.85677 | 0.042443 | 0.22473 | 12.8131 | 0.87553 | 0.93326 | 0.56064 | 0.99216 | 1.342 | 10.5155 | 2.873 | 3.8904 | 1.7024 | 0.68964 | 0.039436 | 9.7049 | 0.8057 | 0.8263 | 9.7708 | 6.0321 | 15.0092 | 1.9281 | -0.029811 | 26.7393 | 1204.4603 | 15.4336 | 72.4809 | 1.9866 | 60.0915 | 0 | 0
916 | 21.929 | 0.29187 | 0.091053 | 0.86028 | 0.053786 | 0.19123 | 21.5562 | 0.91979 | 0.93755 | 0.0020713 | 1.3419 | 1.6511 | 13.1278 | 3.3249 | 3.5984 | 1.0942 | 0.23775 | 0.070083 | 7.755 | 0.76885 | 0.86056 | 6.9569 | 6.078 | 15.7546 | 2.1465 | 0.18954 | 23.3481 | 1237.6894 | 11.9533 | 73.5015 | 2.0644 | 60.0915 | 0 | 0
917 | 20.618 | 0.29174 | 0.072369 | 0.86694 | 0.07698 | 0.19915 | 27.7719 | 0.83734 | 0.93424 | 0.26744 | 1.5047 | 1.8017 | 13.3933 | 2.8909 | 1.1509 | 1.1519 | 0.26264 | 0.033339 | 6.2511 | 0.7491 | 0.88424 | 5.4024 | 9.0609 | 10.524 | 2.3444 | 0.15335 | 22.225 | 1221.5631 | 11.318 | 72.816 | 1.6584 | 60.0915 | 0 | 0
918 | 18.0078 | 0.33275 | 0.10506 | 0.85153 | 0.059671 | 0.22721 | 19.2199 | 0.9006 | 0.91618 | 0.012125 | 1.5272 | 1.5404 | 11.085 | 2.2911 | 1.8913 | 1.3595 | 1.0554 | 0.063197 | 9.0014 | 0.76155 | 0.84025 | 11.8088 | 6.2279 | 10.5442 | 2.1008 | 0.092421 | 21.9721 | 1187.7187 | 11.2923 | 71.7962 | 1.6429 | 60.0915 | 0 | 0
919 | 16.8845 | 0.33035 | 0.10058 | 0.85037 | 0.051354 | 0.20135 | 23.2973 | 0.80633 | 0.93984 | 0.46054 | 1.0767 | 1.4091 | 10.365 | 1.5244 | 3.984 | 0.65605 | 0.89911 | 0.027818 | 8.8721 | 0.79056 | 0.8887 | 8.3298 | 6.1876 | 12.8826 | 2.1647 | -0.17996 | 25.3045 | 1191.6741 | 14.3484 | 71.4836 | 1.8096 | 60.0915 | 0 | 0
920 | 25.5309 | 0.33829 | 0.084622 | 0.87556 | 0.069138 | 0.2208 | 16.9285 | 0.90727 | 0.93917 | 0.58615 | 1.3387 | 1.2886 | 11.6319 | 2.0166 | 2.1647 | 1.2309 | 0.63944 | 0.043589 | 9.682 | 0.79086 | 0.88118 | 10.7753 | 8.5838 | 13.3296 | 1.9867 | 0.062597 | 22.7799 | 1225.0491 | 11.7182 | 72.0092 | 1.8531 | 60.0915 | 0 | 0
921 | 18.8886 | 0.35727 | 0.10021 | 0.87407 | 0.040287 | 0.22309 | 18.884 | 0.91371 | 0.93585 | 0.11846 | 1.4727 | 1.5192 | 7.9433 | 2.2208 | 3.3143 | 0.84476 | 0.38289 | 0.071812 | 9.3293 | 0.8072 | 0.8381 | 8.572 | 7.894 | 8.5257 | 1.9912 | -0.046022 | 21.2914 | 1196.3559 | 10.6851 | 71.7796 | 1.4942 | 60.0915 | 0 | 0
922 | 24.0332 | 0.27115 | 0.07809 | 0.81835 | 0.040605 | 0.1819 | 23.5817 | 0.88802 | 0.92861 | 0.10959 | 1.2029 | 1.3642 | 10.6214 | 1.3977 | 0.88334 | 1.5942 | 0.56647 | 0.033839 | 9.5457 | 0.7985 | 0.89083 | 11.8473 | 6.6633 | 12.3055 | 2.2309 | -0.026646 | 24.5074 | 1266.6646 | 13.2032 | 74.4362 | 1.8303 | 63.0915 | 0 | 0
923 | 23.6864 | 0.36938 | 0.066602 | 0.81717 | 0.043792 | 0.20502 | 23.6099 | 0.85881 | 0.95694 | 0.20937 | 1.0568 | 1.2016 | 10.0047 | 2.4361 | 1.3762 | 1.4939 | 0.25326 | 0.021808 | 8.9728 | 0.84717 | 0.83948 | 14.166 | 6.0496 | 13.3485 | 2.1398 | -0.33072 | 25.545 | 1220.7973 | 14.491 | 71.984 | 1.8533 | 60.0915 | 0 | 0
924 | 18.9884 | 0.32752 | 0.088488 | 0.87477 | 0.055733 | 0.19149 | 20.3469 | 0.87824 | 0.92658 | 0.70978 | 1.5106 | 1.5695 | 14.5762 | 3.8426 | 2.39 | 1.5383 | 0.73383 | 0.041582 | 6.7764 | 0.85851 | 0.80242 | 7.1061 | 7.4017 | 15.3278 | 2.0023 | -0.17082 | 21.8393 | 1229.6321 | 10.4218 | 73.1637 | 2.0252 | 60.0915 | 0 | 0
925 | 14.2768 | 0.3864 | 0.096427 | 0.90154 | 0.049918 | 0.23894 | 24.3507 | 0.88493 | 0.95837 | 0.21906 | 1.0798 | 1.2344 | 11.0254 | 4.3 | 2.2307 | 1.8356 | 0.29235 | 0.069954 | 6.1795 | 0.80779 | 0.82523 | 11.3411 | 6.6731 | 10.8884 | 2.0596 | -0.049271 | 25.0793 | 1170.9338 | 14.4022 | 70.8347 | 1.6527 | 60.0915 | 0 | 0
926 | 24.8494 | 0.26974 | 0.091031 | 0.85893 | 0.06182 | 0.1936 | 20.8695 | 0.8705 | 0.94091 | 0.13128 | 1.5493 | 1.6659 | 6.9055 | 1.8505 | 1.4258 | 1.0104 | 0.78465 | 0.050905 | 7.848 | 0.80121 | 0.85536 | 9.085 | 8.5715 | 13.2412 | 2.1606 | 0.048519 | 21.9232 | 1278.5753 | 10.4659 | 74.7598 | 1.9087 | 63.0915 | 0 | 0
927 | 24.566 | 0.35447 | 0.092975 | 0.84378 | 0.041951 | 0.1798 | 16.3627 | 0.91785 | 0.9445 | 0.071971 | 0.96663 | 1.4224 | 15.4332 | 2.1081 | 2.8844 | 1.9917 | 0.19451 | 0.024286 | 6.2906 | 0.76926 | 0.83375 | 10.0061 | 7.2431 | 14.6914 | 2.0575 | 0.13172 | 27.6094 | 1219.0042 | 16.5006 | 71.973 | 1.9527 | 60.0915 | 0 | 0
928 | 21.4296 | 0.29391 | 0.090813 | 0.8521 | 0.057734 | 0.24586 | 23.9625 | 0.8645 | 0.95777 | 0.24656 | 1.0205 | 1.6422 | 16.5308 | 3.2626 | 0.78065 | 1.5565 | 0.82245 | 0.023242 | 7.2463 | 0.77754 | 0.81914 | 10.097 | 6.3624 | 13.5255 | 2.2317 | 0.15714 | 26.7733 | 1247.6594 | 15.4257 | 73.6325 | 1.8983 | 60.0915 | 0 | 0
929 | 20.958 | 0.30895 | 0.097501 | 0.8121 | 0.038289 | 0.21987 | 19.3808 | 0.8002 | 0.94219 | 0.2924 | 1.2515 | 1.3162 | 12.5097 | 4.5667 | 3.0256 | 1.0461 | 0.79806 | 0.075025 | 8.0984 | 0.78779 | 0.84107 | 10.3786 | 6.0521 | 11.7246 | 2.1929 | -0.11161 | 23.765 | 1232.0914 | 12.656 | 72.9338 | 1.7496 | 60.0915 | 0 | 0
930 | 18.9357 | 0.33372 | 0.087394 | 0.87415 | 0.053525 | 0.20442 | 15.3292 | 0.83631 | 0.9588 | 0.40931 | 1.3325 | 1.8416 | 12.66 | 3.6496 | 1.1032 | 1.9698 | 0.21697 | 0.066221 | 7.3812 | 0.7496 | 0.92381 | 13.3267 | 6.359 | 11.3851 | 2.0068 | 0.058929 | 22.4087 | 1189.1315 | 11.6078 | 70.9064 | 1.6899 | 60.0915 | 0 | 0
931 | 21.4335 | 0.27285 | 0.088109 | 0.82155 | 0.061456 | 0.18161 | 21.6223 | 0.84954 | 0.96444 | 0.38976 | 1.1014 | 1.2368 | 8.2739 | 1.1938 | 2.3645 | 0.4101 | 0.39533 | 0.041683 | 6.0363 | 0.82063 | 0.8643 | 9.1296 | 6.1485 | 10.1969 | 2.1436 | -0.083125 | 25.3232 | 1262.7495 | 14.0861 | 74.2074 | 1.6548 | 60.0915 | 0 | 0
932 | 25.3428 | 0.28964 | 0.08571 | 0.88393 | 0.067122 | 0.23221 | 21.5939 | 0.89393 | 0.95077 | 0.022633 | 1.3607 | 1.8513 | 14.6388 | 4.0961 | 2.5312 | 0.85777 | 1.1958 | 0.035686 | 6.1866 | 0.74465 | 0.84331 | 9.2467 | 6.4078 | 15.0504 | 2.2075 | 0.33464 | 23.2529 | 1256.5368 | 11.8471 | 73.7345 | 2.016 | 60.0915 | 0 | 0
933 | 20.0728 | 0.34948 | 0.10654 | 0.8461 | 0.046402 | 0.24106 | 22.0657 | 0.85644 | 0.95855 | 0.1702 | 1.4823 | 1.6212 | 11.342 | 2.0009 | 1.5365 | 1.9504 | 0.17254 | 0.020997 | 6.7087 | 0.82704 | 0.80582 | 10.2196 | 9.8016 | 8.3076 | 2.0877 | -0.14075 | 21.3002 | 1220.896 | 10.5247 | 72.4725 | 1.488 | 60.0915 | 0 | 0
934 | 20.1935 | 0.31852 | 0.08342 | 0.84866 | 0.048524 | 0.23601 | 14.1168 | 0.90202 | 0.95824 | 0.62974 | 1.2576 | 1.6493 | 10.5023 | 2.5618 | 1.2187 | 1.4037 | 0.3873 | 0.032967 | 8.8953 | 0.81138 | 0.83571 | 12.5802 | 6.1293 | 10.6221 | 1.9247 | 0.056741 | 22.9084 | 1234.0327 | 11.8114 | 72.8057 | 1.6648 | 60.0915 | 0 | 0
935 | 22.8169 | 0.36348 | 0.075128 | 0.81469 | 0.051177 | 0.23286 | 20.5557 | 0.83872 | 0.94346 | 0.0485 | 1.1896 | 1.1435 | 8.0974 | 4.7709 | 2.2104 | 1.9625 | 1.1211 | 0.074181 | 9.7381 | 0.81861 | 0.88606 | 11.6572 | 9.0527 | 15.0246 | 2.115 | -0.37525 | 24.1954 | 1196.0301 | 13.2113 | 71.166 | 1.9609 | 60.0915 | 0 | 0
936 | 26.5761 | 0.27157 | 0.10518 | 0.85142 | 0.053011 | 0.23278 | 21.726 | 0.86405 | 0.95111 | 0.2578 | 0.97781 | 1.4497 | 12.1334 | 3.1952 | 1.1078 | 0.53071 | 0.18978 | 0.025847 | 9.486 | 0.81112 | 0.89805 | 13.4136 | 8.5864 | 11.9062 | 2.1596 | -0.034 | 27.1275 | 1286.5104 | 15.746 | 74.6047 | 1.8031 | 63.0915 | 0 | 0
937 | 17.5531 | 0.29911 | 0.09609 | 0.84048 | 0.063335 | 0.20728 | 25.4091 | 0.78175 | 0.92235 | 0.43359 | 1.4741 | 1.4882 | 8.7519 | 3.3291 | 2.0257 | 1.4158 | 0.32401 | 0.07386 | 7.8077 | 0.80178 | 0.86752 | 8.6878 | 8.2957 | 15.4286 | 2.2642 | -0.23573 | 22.6018 | 1213.9875 | 11.3014 | 72.7268 | 2.0237 | 60.0915 | 0 | 0
938 | 27.7166 | 0.37389 | 0.091711 | 0.81556 | 0.05816 | 0.2069 | 26.3591 | 0.82471 | 0.94672 | 0.33173 | 1.1262 | 1.2096 | 12.1747 | 2.9722 | 1.1424 | 1.0766 | 0.36865 | 0.055383 | 9.7341 | 0.76867 | 0.78801 | 6.7898 | 6.1791 | 8.9919 | 2.3559 | 0.073287 | 24.8448 | 1237.0386 | 14.1084 | 72.1196 | 1.533 | 60.0915 | 0 | 0
939 | 19.5894 | 0.2905 | 0.08125 | 0.87565 | 0.066388 | 0.21719 | 15.9077 | 0.82377 | 0.95499 | 0.26205 | 0.9672 | 1.745 | 11.1878 | 3.9725 | 1.1914 | 1.9455 | 0.75737 | 0.043811 | 9.0281 | 0.7685 | 0.83797 | 12.2047 | 6.4901 | 10.4018 | 2.1049 | 0.11549 | 26.8717 | 1232.4083 | 15.8283 | 73.1333 | 1.6536 | 60.0915 | 0 | 0
940 | 19.0925 | 0.33011 | 0.077433 | 0.90334 | 0.051503 | 0.22107 | 22.7594 | 0.85557 | 0.94216 | 0.052631 | 1.3148 | 1.4411 | 13.6385 | 1.8649 | 2.1853 | 0.68529 | 0.32638 | 0.04758 | 9.2282 | 0.83234 | 0.92002 | 7.1869 | 8.7255 | 12.4454 | 2.0514 | -0.32785 | 23.5088 | 1194.856 | 12.6415 | 71.7342 | 1.7827 | 60.0915 | 0 | 0
941 | 26.3571 | 0.35433 | 0.097991 | 0.87658 | 0.061098 | 0.19078 | 15.8242 | 0.88043 | 0.92132 | 0.16619 | 0.96588 | 1.6138 | 6.0355 | 2.5278 | 2.3747 | 0.75423 | 0.2069 | 0.025016 | 8.3226 | 0.81421 | 0.85483 | 10.0004 | 9.9215 | 14.5062 | 2.0164 | -0.14135 | 27.8289 | 1222.6888 | 16.7617 | 72.1378 | 1.9431 | 60.0915 | 0 | 0
942 | 19.6415 | 0.30341 | 0.092816 | 0.91936 | 0.052143 | 0.21958 | 14.7721 | 0.89679 | 0.94618 | 0.28897 | 1.3484 | 1.2747 | 12.3102 | 2.5036 | 2.3487 | 0.89358 | 0.74957 | 0.023717 | 8.7711 | 0.7768 | 0.89582 | 8.4846 | 8.0271 | 8.5408 | 1.9442 | 0.13404 | 22.4832 | 1218.4377 | 11.6936 | 72.6263 | 1.507 | 60.0915 | 0 | 0
943 | 24.6741 | 0.33955 | 0.061518 | 0.83625 | 0.052597 | 0.20222 | 18.4348 | 0.92639 | 0.96003 | 0.36062 | 1.2023 | 1.6551 | 12.7982 | 2.6848 | 2.0571 | 0.88228 | 0.82346 | 0.045813 | 8.0764 | 0.8056 | 0.87881 | 7.1705 | 7.0099 | 9.7775 | 2.0073 | -0.00040661 | 23.7356 | 1228.2097 | 12.8962 | 72.0521 | 1.5904 | 60.0915 | 0 | 0
944 | 22.18 | 0.25252 | 0.087357 | 0.87607 | 0.052574 | 0.19498 | 24.9335 | 0.89472 | 0.94184 | 0.15538 | 1.3757 | 1.5655 | 9.1061 | 4.3524 | 1.372 | 1.2997 | 0.5151 | 0.045111 | 9.3389 | 0.75362 | 0.85591 | 12.337 | 7.3055 | 12.5794 | 2.2777 | 0.35911 | 23.4073 | 1301.4576 | 11.7445 | 76.3253 | 1.886 | 63.0915 | 0 | 0
945 | 32.6604 | 0.34785 | 0.098537 | 0.87877 | 0.067967 | 0.22033 | 15.9836 | 0.88301 | 0.96368 | 0.40267 | 1.428 | 1.6724 | 13.0549 | 3.889 | 3.8761 | 1.124 | 0.42423 | 0.031114 | 9.5036 | 0.75943 | 0.8796 | 8.3091 | 6.8448 | 9.0866 | 2.0439 | 0.20354 | 21.4791 | 1268.3274 | 10.6591 | 72.2305 | 1.5418 | 60.0915 | 0 | 0
946 | 14.8852 | 0.32052 | 0.08756 | 0.87108 | 0.04221 | 0.2288 | 17.6895 | 0.83535 | 0.94615 | 0.66958 | 1.034 | 1.5984 | 16.2401 | 2.2768 | 3.336 | 1.4594 | 1.0535 | 0.06128 | 8.3652 | 0.77486 | 0.87473 | 8.3004 | 7.86 | 11.1436 | 2.0309 | 0.016664 | 25.3248 | 1196.0248 | 14.3943 | 71.6624 | 1.6853 | 60.0915 | 0 | 0
947 | 18.7877 | 0.30482 | 0.11707 | 0.90549 | 0.066671 | 0.21019 | 20.2022 | 0.78903 | 0.93408 | 0.29758 | 1.4854 | 1.3076 | 9.547 | 2.9216 | 2.3837 | 1.8614 | 0.78319 | 0.023876 | 9.6487 | 0.77597 | 0.8791 | 11.5032 | 7.9169 | 9.106 | 2.1318 | -0.04136 | 21.4359 | 1210.7484 | 10.6592 | 72.4557 | 1.5467 | 60.0915 | 0 | 0
948 | 15.5442 | 0.30701 | 0.10846 | 0.87961 | 0.047203 | 0.21388 | 22.4347 | 0.90309 | 0.92746 | 0.55785 | 1.1975 | 1.7524 | 10.2662 | 2.533 | 3.819 | 0.9398 | 0.85817 | 0.046734 | 7.9418 | 0.76737 | 0.84547 | 7.8784 | 7.6175 | 15.7649 | 2.0981 | 0.19441 | 24.3912 | 1209.016 | 13.0549 | 72.6027 | 2.0459 | 60.0915 | 0 | 0
949 | 18.5377 | 0.32766 | 0.11236 | 0.85381 | 0.055323 | 0.21545 | 22.9419 | 0.94175 | 0.94087 | 0.23816 | 1.2989 | 1.1459 | 13.7653 | 2.6142 | 1.2928 | 1.7324 | 0.99156 | 0.023235 | 9.8268 | 0.79238 | 0.85636 | 8.8108 | 7.4152 | 8.997 | 2.0597 | 0.081737 | 23.3554 | 1205.2093 | 12.6311 | 72.233 | 1.5353 | 60.0915 | 0 | 0
950 | 25.1412 | 0.2881 | 0.091786 | 0.84472 | 0.046376 | 0.21819 | 17.5481 | 0.8293 | 0.9343 | 0.30804 | 1.0216 | 1.7144 | 11.2938 | 2.6552 | 0.67917 | 1.554 | 0.62955 | 0.032596 | 6.0278 | 0.83195 | 0.80332 | 9.2869 | 7.0938 | 14.6348 | 2.1352 | -0.12531 | 27.0141 | 1283.7682 | 15.3952 | 74.7955 | 2.0165 | 63.0915 | 0 | 0
951 | 31.6485 | 0.31416 | 0.09997 | 0.8969 | 0.047511 | 0.22149 | 20.6271 | 0.8745 | 0.93417 | 0.15603 | 1.0294 | 1.2118 | 10.2783 | 1.7664 | 1.9818 | 1.2107 | 0.91734 | 0.034599 | 8.0359 | 0.82732 | 0.88749 | 8.6444 | 7.9542 | 8.6808 | 2.1115 | -0.12785 | 26.4436 | 1281.7273 | 15.5296 | 73.8114 | 1.5339 | 60.0915 | 0 | 0
952 | 30.8416 | 0.37757 | 0.1082 | 0.87836 | 0.050325 | 0.22088 | 16.6228 | 0.88332 | 0.94809 | 0.15282 | 1.0327 | 1.8729 | 12.0882 | 3.7063 | 1.2568 | 0.59653 | 0.95467 | 0.026316 | 8.9496 | 0.81786 | 0.81159 | 11.1312 | 6.2785 | 15.38 | 2.034 | -0.041157 | 26.6283 | 1260.2197 | 15.3459 | 72.5999 | 2.0168 | 60.0915 | 0 | 0
953 | 16.8611 | 0.285 | 0.1087 | 0.91098 | 0.057246 | 0.21993 | 23.3378 | 0.83561 | 0.93335 | 0.37255 | 1.5335 | 1.6803 | 13.9385 | 1.7539 | 3.8559 | 1.8937 | 0.85221 | 0.031751 | 7.2422 | 0.87299 | 0.83226 | 11.6796 | 9.9518 | 10.8237 | 2.0589 | -0.28636 | 21.7103 | 1249.119 | 10.472 | 74.3662 | 1.7163 | 63.0915 | 0 | 0
954 | 17.6305 | 0.33142 | 0.088916 | 0.85808 | 0.045817 | 0.20798 | 15.2122 | 0.90563 | 0.94794 | 0.10376 | 1.2899 | 1.4339 | 14.6819 | 1.1488 | 1.6407 | 0.43928 | 0.25808 | 0.021707 | 6.1136 | 0.80859 | 0.86417 | 10.4761 | 8.9984 | 9.8701 | 1.9312 | -0.080814 | 22.7462 | 1198.8144 | 11.9812 | 71.8993 | 1.5955 | 60.0915 | 0 | 0
955 | 30.2474 | 0.32044 | 0.074363 | 0.90729 | 0.053032 | 0.20063 | 20.3454 | 0.89524 | 0.9421 | 0.45089 | 1.1802 | 1.8239 | 12.5029 | 3.3098 | 2.332 | 0.44942 | 0.14536 | 0.061698 | 8.0619 | 0.76785 | 0.87101 | 6.942 | 8.9216 | 9.7397 | 2.1287 | 0.22521 | 24.1244 | 1269.4251 | 13.1526 | 73.2064 | 1.6055 | 60.0915 | 0 | 0
956 | 23.9482 | 0.38446 | 0.11269 | 0.83344 | 0.05292 | 0.21589 | 18.2364 | 0.91132 | 0.92439 | 0.1797 | 1.0595 | 1.173 | 6.8281 | 2.7609 | 3.375 | 1.574 | 0.51264 | 0.061343 | 9.3801 | 0.75892 | 0.83892 | 9.2277 | 7.0971 | 9.8102 | 2.0909 | 0.10054 | 25.8766 | 1193.1948 | 15.324 | 71.0542 | 1.5778 | 60.0915 | 0 | 0
957 | 20.7722 | 0.30008 | 0.082295 | 0.85104 | 0.041175 | 0.2172 | 21.4919 | 0.85429 | 0.94234 | 0.18454 | 1.3847 | 1.4487 | 11.4856 | 3.272 | 0.56942 | 0.61627 | 0.44515 | 0.051734 | 8.9008 | 0.83988 | 0.83434 | 10.7475 | 7.3598 | 12.3266 | 2.1123 | -0.20189 | 22.8333 | 1246.1214 | 11.5784 | 73.8259 | 1.8111 | 60.0915 | 0 | 0
958 | 32.0631 | 0.27265 | 0.11351 | 0.87041 | 0.059047 | 0.19148 | 16.125 | 0.90086 | 0.90586 | 0.18683 | 1.4338 | 1.8397 | 15.5308 | 3.0899 | 2.9791 | 1.436 | 0.81788 | 0.059903 | 7.9742 | 0.80467 | 0.86707 | 11.09 | 6.308 | 11.9967 | 2.1188 | 0.096965 | 23.3624 | 1355.2226 | 11.6312 | 77.4693 | 1.8599 | 63.0915 | 0 | 0
959 | 19.2422 | 0.36186 | 0.10189 | 0.87004 | 0.049174 | 0.18489 | 18.1872 | 0.86052 | 0.96278 | 0.13035 | 1.533 | 1.4977 | 11.3001 | 1.3395 | 2.6615 | 1.0828 | 0.20879 | 0.034109 | 9.6476 | 0.81914 | 0.84075 | 10.1063 | 6.2313 | 15.5399 | 1.9837 | -0.15586 | 21.4984 | 1200.1186 | 10.3344 | 71.573 | 2.0066 | 60.0915 | 0 | 0
960 | 21.9708 | 0.30411 | 0.10418 | 0.85137 | 0.048663 | 0.19989 | 20.3918 | 0.8542 | 0.91377 | 0.28282 | 0.9614 | 1.2075 | 12.8716 | 1.7499 | 2.5896 | 0.91769 | 0.95855 | 0.052431 | 7.3684 | 0.8525 | 0.88455 | 7.4354 | 8.5404 | 8.2007 | 2.0707 | -0.38715 | 27.526 | 1231.9672 | 16.7314 | 73.2804 | 1.4904 | 60.0915 | 0 | 0
961 | 27.3783 | 0.32921 | 0.095575 | 0.88914 | 0.043591 | 0.21622 | 24.3204 | 0.83909 | 0.91507 | 0.49326 | 1.2111 | 1.4142 | 14.8294 | 3.0252 | 1.6967 | 0.71627 | 0.84539 | 0.060281 | 8.172 | 0.843 | 0.84727 | 7.277 | 6.8777 | 15.4476 | 2.1713 | -0.23633 | 24.4914 | 1258.0033 | 13.0846 | 73.5363 | 2.0421 | 60.0915 | 0 | 0
962 | 19.1252 | 0.28976 | 0.11789 | 0.90443 | 0.054295 | 0.20936 | 20.3064 | 0.84772 | 0.96348 | 0.26558 | 0.9717 | 1.8184 | 7.5732 | 3.7994 | 2.0851 | 1.1192 | 0.46004 | 0.051533 | 7.4474 | 0.81223 | 0.7958 | 8.1066 | 7.7641 | 12.356 | 2.0927 | 0.077312 | 27.0973 | 1255.4576 | 15.7093 | 74.2225 | 1.8206 | 60.0915 | 0 | 0
963 | 27.5505 | 0.28427 | 0.11185 | 0.86494 | 0.053091 | 0.20675 | 26.3731 | 0.85978 | 0.94157 | 0.49047 | 1.1873 | 1.4623 | 14.5958 | 4.2468 | 2.5292 | 1.6956 | 1.1766 | 0.043098 | 7.5774 | 0.75709 | 0.79881 | 10.2638 | 7.6809 | 15.4195 | 2.3232 | 0.33487 | 24.7766 | 1293.3923 | 13.0956 | 74.7611 | 2.0765 | 63.0915 | 0 | 0
964 | 24.719 | 0.28862 | 0.11172 | 0.89325 | 0.058883 | 0.21609 | 20.9517 | 0.93089 | 0.90315 | 0.63036 | 1.3975 | 1.2383 | 11.5074 | 3.8371 | 2.1255 | 1.2441 | 0.19274 | 0.029201 | 7.4087 | 0.78074 | 0.89626 | 7.6712 | 6.4234 | 11.5798 | 2.0812 | 0.17619 | 22.7894 | 1248.5424 | 11.6642 | 73.7695 | 1.7532 | 60.0915 | 0 | 0
965 | 16.5422 | 0.28934 | 0.063776 | 0.90992 | 0.063053 | 0.21557 | 20.9828 | 0.9058 | 0.9359 | 0.4798 | 1.4538 | 1.603 | 13.0687 | 1.6894 | 0.6294 | 0.92045 | 0.4004 | 0.075875 | 8.3064 | 0.79723 | 0.87493 | 9.4261 | 9.2221 | 12.2764 | 2.0347 | 0.095997 | 22.4784 | 1219.1666 | 11.3455 | 73.0831 | 1.7945 | 60.0915 | 0 | 0
966 | 18.0264 | 0.31801 | 0.087237 | 0.82429 | 0.051443 | 0.23 | 18.2086 | 0.86631 | 0.96616 | 0.31157 | 1.1247 | 1.3884 | 13.2478 | 2.979 | 3.1756 | 1.2895 | 0.4156 | 0.07826 | 9.8869 | 0.78056 | 0.88326 | 9.952 | 8.5358 | 8.7966 | 2.0518 | -0.0038024 | 24.6409 | 1206.1286 | 13.8789 | 71.8403 | 1.5152 | 60.0915 | 0 | 0
967 | 27.5022 | 0.32237 | 0.10793 | 0.90968 | 0.065186 | 0.18884 | 13.8539 | 0.87936 | 0.92217 | 0.23395 | 1.3205 | 1.7213 | 10.2277 | 3.082 | 3.2872 | 1.6545 | 0.79053 | 0.052695 | 8.3998 | 0.76825 | 0.87539 | 6.7102 | 8.803 | 8.7626 | 2.011 | 0.12476 | 23.3622 | 1238.8452 | 12.6202 | 72.6913 | 1.5246 | 60.0915 | 0 | 0
968 | 14.6796 | 0.29019 | 0.095187 | 0.87764 | 0.068064 | 0.20992 | 19.3623 | 0.79203 | 0.934 | 0.4045 | 1.2707 | 1.5856 | 11.2388 | 2.7722 | 1.4891 | 1.7624 | 0.27909 | 0.056578 | 9.7615 | 0.85768 | 0.88792 | 8.4367 | 7.0739 | 10.1602 | 2.0102 | -0.47726 | 23.6844 | 1211.7677 | 12.7315 | 72.8359 | 1.6309 | 60.0915 | 0 | 0
969 | 25.8622 | 0.28288 | 0.10638 | 0.85724 | 0.048081 | 0.23741 | 20.9776 | 0.89876 | 0.94658 | 0.033794 | 1.449 | 1.4527 | 15.4781 | 2.2815 | 3.6691 | 1.5979 | 0.60362 | 0.055237 | 6.8012 | 0.77838 | 0.77803 | 12.9286 | 9.1376 | 12.7076 | 2.1949 | 0.26643 | 22.8359 | 1286.9197 | 11.3835 | 74.9712 | 1.8716 | 63.0915 | 0 | 0
970 | 15.2357 | 0.30056 | 0.10379 | 0.89854 | 0.04463 | 0.20807 | 20.0481 | 0.78125 | 0.9426 | 0.32428 | 1.35 | 1.8406 | 9.1364 | 4.3891 | 3.0811 | 0.56658 | 0.97794 | 0.038711 | 9.3613 | 0.82834 | 0.79559 | 12.4844 | 9.526 | 11.1083 | 2.1068 | -0.17256 | 22.8415 | 1232.5192 | 11.6581 | 73.6648 | 1.7163 | 60.0915 | 0 | 0
971 | 11.5544 | 0.28852 | 0.089233 | 0.88152 | 0.048101 | 0.19786 | 17.2374 | 0.8087 | 0.90799 | 0.21668 | 1.2284 | 1.5168 | 12.5569 | 2.8027 | 3.8727 | 0.46991 | 1.1073 | 0.030728 | 6.2361 | 0.82188 | 0.88347 | 12.8973 | 9.651 | 13.4109 | 2.0268 | -0.34379 | 24.1893 | 1194.6401 | 13.102 | 72.6381 | 1.8714 | 60.0915 | 0 | 0
972 | 19.4265 | 0.34982 | 0.087308 | 0.90591 | 0.040074 | 0.18367 | 21.1397 | 0.81916 | 0.9483 | 0.17517 | 1.1714 | 1.753 | 12.8281 | 2.3805 | 0.82874 | 0.67074 | 1.0871 | 0.02977 | 6.6445 | 0.83815 | 0.84016 | 13.3166 | 6.6265 | 15.5788 | 2.0689 | -0.28154 | 24.4623 | 1211.2112 | 13.2175 | 72.2192 | 2.0235 | 60.0915 | 0 | 0
973 | 27.1002 | 0.30103 | 0.07864 | 0.9101 | 0.053158 | 0.21975 | 14.2206 | 0.90131 | 0.92309 | 0.11604 | 1.3853 | 1.1721 | 12.2068 | 3.0111 | 3.7278 | 0.61057 | 0.59389 | 0.076696 | 8.1397 | 0.78987 | 0.81376 | 13.269 | 6.5132 | 9.4789 | 2.03 | 0.15794 | 22.7458 | 1262.762 | 11.7548 | 74.0957 | 1.5984 | 60.0915 | 0 | 0
974 | 18.098 | 0.34822 | 0.11256 | 0.85667 | 0.06173 | 0.19778 | 24.5951 | 0.88692 | 0.94383 | 0.083506 | 1.2272 | 1.466 | 10.859 | 3.7788 | 3.7427 | 1.7088 | 0.91135 | 0.026211 | 6.2423 | 0.75292 | 0.84816 | 14.0099 | 9.8495 | 8.8528 | 2.1799 | 0.143 | 23.645 | 1185.4369 | 13.0927 | 71.3344 | 1.5126 | 60.0915 | 0 | 0
975 | 19.5577 | 0.28889 | 0.10484 | 0.91401 | 0.045443 | 0.18939 | 22.1475 | 0.91995 | 0.93175 | 0.048947 | 1.3339 | 1.6018 | 7.5592 | 4.9947 | 1.4342 | 0.60216 | 0.54759 | 0.071881 | 8.4487 | 0.7718 | 0.80949 | 11.0783 | 9.0327 | 14.9484 | 2.1336 | 0.27244 | 24.0141 | 1241.0235 | 12.5952 | 74.0661 | 2.0159 | 60.0915 | 0 | 0
976 | 14.6348 | 0.36045 | 0.064468 | 0.85563 | 0.050652 | 0.19014 | 23.1674 | 0.90552 | 0.94983 | 0.27874 | 1.1509 | 1.1449 | 9.608 | 3.5521 | 1.6166 | 1.5301 | 1.0192 | 0.0561 | 9.5559 | 0.84767 | 0.84242 | 7.2017 | 6.9985 | 11.3221 | 2.0177 | -0.23695 | 24.7463 | 1181.855 | 13.9548 | 71.3849 | 1.6936 | 60.0915 | 0 | 0
977 | 11.993 | 0.37405 | 0.11023 | 0.89391 | 0.049699 | 0.20468 | 19.7336 | 0.88268 | 0.91722 | 0.41289 | 0.98752 | 1.6976 | 6.7707 | 3.6942 | 3.7599 | 1.8431 | 1.1637 | 0.065914 | 6.4953 | 0.74138 | 0.88249 | 7.6334 | 6.95 | 13.132 | 2.0413 | 0.10738 | 26.4637 | 1139.4608 | 15.8336 | 69.8826 | 1.7879 | 57.0915 | 0 | 0
978 | 17.4314 | 0.32369 | 0.11101 | 0.86369 | 0.047429 | 0.23979 | 26.1654 | 0.92662 | 0.95064 | 0.3765 | 1.1498 | 1.4625 | 13.7302 | 2.8589 | 3.4758 | 0.76071 | 0.88609 | 0.02001 | 8.8616 | 0.76179 | 0.82654 | 8.4984 | 8.3818 | 11.2816 | 2.1568 | 0.26118 | 24.8772 | 1211.321 | 13.8969 | 72.4059 | 1.7081 | 60.0915 | 0 | 0
979 | 26.2476 | 0.3033 | 0.086444 | 0.89906 | 0.064826 | 0.22538 | 27.1337 | 0.90461 | 0.9427 | 0.16021 | 1.253 | 1.3599 | 7.4734 | 3.8153 | 1.8563 | 0.99427 | 0.45782 | 0.043915 | 9.8324 | 0.85764 | 0.81658 | 9.0532 | 6.2185 | 9.3638 | 2.1728 | -0.079517 | 24.1134 | 1277.4698 | 13.0161 | 74.5992 | 1.6069 | 63.0915 | 0 | 0
980 | 21.0417 | 0.32904 | 0.094394 | 0.83996 | 0.060148 | 0.20876 | 22.5284 | 0.85141 | 0.94492 | 0.2915 | 1.1824 | 1.3014 | 12.0615 | 2.0362 | 0.80321 | 0.40606 | 0.6432 | 0.076997 | 6.3369 | 0.76138 | 0.85476 | 11.2749 | 8.2167 | 8.2385 | 2.1994 | 0.086252 | 23.8482 | 1209.947 | 13.1897 | 71.9802 | 1.4758 | 60.0915 | 0 | 0
981 | 28.6069 | 0.3492 | 0.096201 | 0.83754 | 0.050744 | 0.21807 | 15.268 | 0.88561 | 0.96009 | 0.11515 | 1.4968 | 1.1612 | 10.6044 | 3.9351 | 3.2647 | 0.82721 | 0.60754 | 0.021233 | 8.4334 | 0.84087 | 0.83145 | 7.022 | 7.4182 | 10.6909 | 1.973 | -0.17423 | 21.456 | 1257.2001 | 10.4529 | 72.8814 | 1.6716 | 60.0915 | 0 | 0
982 | 16.2508 | 0.30351 | 0.093547 | 0.89161 | 0.050104 | 0.19828 | 15.2733 | 0.90593 | 0.94716 | 0.22054 | 1.0187 | 1.4868 | 9.9349 | 1.5985 | 2.8122 | 1.3167 | 0.2471 | 0.0291 | 9.8716 | 0.80083 | 0.84309 | 12.1604 | 7.8059 | 13.4838 | 1.9528 | 0.062208 | 26.6288 | 1215.4775 | 15.4273 | 72.8507 | 1.8805 | 60.0915 | 0 | 0
983 | 26.9165 | 0.31392 | 0.070438 | 0.88611 | 0.04856 | 0.20074 | 19.4622 | 0.89633 | 0.94806 | 0.0426 | 1.4208 | 1.6091 | 9.03 | 1.0056 | 3.7486 | 0.91379 | 0.31866 | 0.068733 | 8.3261 | 0.81542 | 0.81187 | 12.2758 | 6.5779 | 12.6329 | 2.0934 | 0.042796 | 22.7691 | 1266.6025 | 11.5089 | 73.9385 | 1.8363 | 60.0915 | 0 | 0
984 | 24.2027 | 0.31453 | 0.074666 | 0.88443 | 0.042779 | 0.19104 | 15.9223 | 0.77912 | 0.91237 | 0.51962 | 1.3305 | 1.3504 | 12.6222 | 2.9245 | 2.0125 | 0.73596 | 0.78924 | 0.063083 | 6.4846 | 0.81753 | 0.82457 | 10.1234 | 7.7289 | 15.5701 | 2.1069 | -0.21409 | 23.215 | 1246.7814 | 11.7759 | 73.4442 | 2.0496 | 60.0915 | 0 | 0
985 | 18.1451 | 0.31737 | 0.078698 | 0.88362 | 0.073065 | 0.21052 | 18.3496 | 0.82341 | 0.92415 | 0.38865 | 1.081 | 1.8092 | 8.5605 | 4.0541 | 2.5451 | 1.6224 | 1.1146 | 0.02421 | 6.4209 | 0.76019 | 0.78308 | 11.7686 | 8.0938 | 11.1636 | 2.1712 | 0.15452 | 26.1085 | 1209.732 | 15.1733 | 72.5053 | 1.7009 | 60.0915 | 0 | 0
986 | 27.9612 | 0.31217 | 0.069501 | 0.85698 | 0.032168 | 0.2274 | 17.607 | 0.90049 | 0.96162 | 0.10047 | 1.2292 | 1.4331 | 11.7264 | 3.606 | 3.1115 | 1.8018 | 1.0398 | 0.030579 | 6.343 | 0.79591 | 0.88332 | 13.4536 | 6.3242 | 9.1216 | 2.0604 | 0.041283 | 23.731 | 1264.6396 | 12.771 | 73.3255 | 1.56 | 60.0915 | 0 | 0
987 | 16.5825 | 0.26445 | 0.086194 | 0.83058 | 0.073103 | 0.21664 | 21.6833 | 0.91192 | 0.93726 | 0.0024879 | 1.4925 | 1.8502 | 9.5603 | 2.9482 | 0.98591 | 1.1742 | 0.9691 | 0.077372 | 7.9004 | 0.8204 | 0.8153 | 9.8309 | 9.978 | 8.5127 | 2.1237 | 0.01191 | 22.4314 | 1249.6859 | 11.3875 | 74.6234 | 1.5427 | 63.0915 | 0 | 0
988 | 32.8134 | 0.38814 | 0.098936 | 0.88843 | 0.055851 | 0.21591 | 20.9325 | 0.87578 | 0.95536 | 0.20876 | 1.2759 | 1.6239 | 14.6644 | 4.5486 | 2.9229 | 1.3835 | 0.42231 | 0.03764 | 7.6665 | 0.853 | 0.87244 | 9.8339 | 8.0228 | 8.4544 | 2.0322 | -0.27226 | 23.3562 | 1262.6252 | 12.6612 | 72.1525 | 1.4941 | 60.0915 | 0 | 0
989 | 19.3393 | 0.36836 | 0.09769 | 0.81951 | 0.057071 | 0.19024 | 25.0979 | 0.88309 | 0.9097 | 0.38716 | 1.5146 | 1.7693 | 5.9424 | 3.249 | 1.2998 | 1.8101 | 0.12353 | 0.045539 | 7.6574 | 0.8173 | 0.80514 | 11.6755 | 8.36 | 15.2099 | 2.1705 | -0.15619 | 21.7262 | 1196.0542 | 10.6438 | 71.8255 | 1.9882 | 60.0915 | 0 | 0
990 | 19.7056 | 0.26707 | 0.087413 | 0.88595 | 0.045866 | 0.21035 | 13.8059 | 0.80644 | 0.94206 | 0.17631 | 1.1575 | 1.5476 | 11.2899 | 1.0473 | 2.2134 | 1.8278 | 0.06201 | 0.075849 | 7.3206 | 0.80317 | 0.86128 | 9.5939 | 6.1972 | 12.4499 | 2.0468 | -0.075759 | 24.6474 | 1257.6147 | 13.2684 | 74.3468 | 1.8396 | 63.0915 | 0 | 0
991 | 28.9661 | 0.29829 | 0.096345 | 0.86505 | 0.053754 | 0.20489 | 12.406 | 0.89589 | 0.95613 | 0.30532 | 1.0127 | 1.7829 | 12.6064 | 2.9413 | 2.118 | 0.55315 | 1.162 | 0.077537 | 7.5509 | 0.80451 | 0.84952 | 8.9561 | 6.9816 | 8.3206 | 1.9757 | 0.085032 | 26.3468 | 1284.0198 | 15.308 | 73.9988 | 1.5087 | 60.0915 | 0 | 0
992 | 26.2388 | 0.30915 | 0.094518 | 0.89258 | 0.037256 | 0.18138 | 17.8257 | 0.90209 | 0.95601 | 0.064242 | 1.1434 | 1.4805 | 13.6146 | 3.6468 | 0.68725 | 0.69345 | 0.16177 | 0.04735 | 9.8998 | 0.82218 | 0.88144 | 8.9373 | 9.4538 | 13.584 | 2.0094 | -0.04531 | 25.2589 | 1259.5374 | 13.9498 | 73.5568 | 1.9021 | 60.0915 | 0 | 0
993 | 28.4958 | 0.32056 | 0.10133 | 0.89182 | 0.048897 | 0.23911 | 20.43 | 0.86583 | 0.92914 | 0.1687 | 1.2064 | 1.2 | 12.438 | 3.7401 | 1.7794 | 0.61571 | 0.88876 | 0.045377 | 6.2955 | 0.7369 | 0.80843 | 9.7086 | 8.9946 | 15.4033 | 2.2334 | 0.32741 | 24.5235 | 1256.7995 | 13.181 | 73.3478 | 2.0353 | 60.0915 | 0 | 0
994 | 26.7267 | 0.32683 | 0.097443 | 0.85449 | 0.054532 | 0.23514 | 16.5345 | 0.85657 | 0.92935 | 0.16212 | 1.1027 | 1.8188 | 10.8328 | 4.3539 | 2.0742 | 1.7827 | 0.23975 | 0.02141 | 7.1207 | 0.79553 | 0.83414 | 7.4663 | 9.9944 | 11.3967 | 2.102 | -0.036344 | 25.3982 | 1245.7693 | 14.3825 | 72.9945 | 1.727 | 60.0915 | 0 | 0
995 | 23.2114 | 0.30962 | 0.099561 | 0.85946 | 0.046618 | 0.19943 | 17.7721 | 0.79375 | 0.95762 | 0.56635 | 1.3222 | 1.7719 | 11.9557 | 3.4074 | 2.5952 | 0.934 | 0.90184 | 0.062395 | 8.5954 | 0.7887 | 0.92245 | 11.0571 | 6.2921 | 15.6646 | 2.0798 | -0.12313 | 22.9429 | 1234.561 | 11.552 | 72.3811 | 2.0333 | 60.0915 | 0 | 0
996 | 25.0492 | 0.27714 | 0.10392 | 0.88974 | 0.049856 | 0.18973 | 17.8542 | 0.92815 | 0.94851 | 0.10586 | 1.0861 | 1.7304 | 10.9685 | 1.9735 | 3.0063 | 0.71334 | 0.30025 | 0.072304 | 8.7239 | 0.79943 | 0.84102 | 13.886 | 6.2351 | 15.2992 | 2.053 | 0.18289 | 26.0664 | 1281.7222 | 14.424 | 74.8058 | 2.0678 | 63.0915 | 0 | 0
997 | 23.5726 | 0.30597 | 0.093278 | 0.86219 | 0.033412 | 0.19613 | 28.327 | 0.87228 | 0.95332 | 0.80213 | 1.4715 | 1.7768 | 10.0657 | 3.101 | 2.8615 | 0.97229 | 0.16866 | 0.035049 | 9.1744 | 0.76494 | 0.85503 | 13.5208 | 6.4781 | 9.9011 | 2.2492 | 0.24248 | 21.4751 | 1257.1058 | 10.3456 | 73.4026 | 1.62 | 60.0915 | 0 | 0
998 | 19.9881 | 0.3015 | 0.099411 | 0.86358 | 0.039615 | 0.19117 | 15.8487 | 0.82786 | 0.9425 | 0.22464 | 1.291 | 1.7237 | 11.0352 | 4.3278 | 3.4822 | 1.8505 | 1.165 | 0.020952 | 8.6853 | 0.81442 | 0.87454 | 8.664 | 8.6268 | 14.4249 | 2.0158 | -0.19081 | 23.2241 | 1230.3511 | 11.9067 | 73.0303 | 1.9548 | 60.0915 | 0 | 0
999 | 21.3595 | 0.30626 | 0.10965 | 0.82715 | 0.050051 | 0.22397 | 16.3322 | 0.86013 | 0.9514 | 0.077465 | 0.94703 | 1.1738 | 14.4932 | 2.0714 | 3.2153 | 1.1061 | 1.0916 | 0.045298 | 7.0035 | 0.79116 | 0.89259 | 11.6475 | 7.6369 | 9.429 | 2.0597 | -0.089414 | 27.457 | 1222.9564 | 16.6132 | 72.5554 | 1.5722 | 60.0915 | 0 | 0