## Parameters
Element | Stream-corn | Liquefaction-V310 | Simultaneous saccharification fermentation-V405 | Internal circulation rx-R701 |  | An MBR-R702 | [6 empty] | Polishing filter-R703 |  | CHP-CHP | Stream-naocl R702 | Stream-citric R702 | Stream-bisulfite R702 | Stream-corn | Stream-ammonia | Stream-lime | Stream-alpha amylase | Stream-gluco amylase | Stream-sulfuric acid | Stream-yeast | Stream-denaturant | Stream-steam | Stream-crude oil | Stream-ethanol | Stream-DDGS | Stream-corn | An MBR-R702
Variable | Feedstock flowrate [kg/hr] | PT glucan-to-glucose [-] | FERM glucose-to-product [-] | IC organic loading rate [kg COD/m3/hr] | IC biomass conc. ratio [-] | An MBR max membrane flux [L/m2/hr] | An MBR transmembrane pressure [psi] | An MBR internal recirculation ratio [-] | An MBR cross flow velocity [m/s] | An MBR specific gas demand [m3/m2/hr] | An MBR biomass yield [-] | An MBR upflow velocity for GAC [m/hr] | Ae F organic loading rate [kg COD/m3/hr] | Ae F hydraulic loading rate [m/hr] | CHP combined efficiency [-] | Naocl r702 price [USD/kg] | Citric r702 price [USD/kg] | Bisulfite r702 price [USD/kg] | Corn price [USD/kg] | Ammonia price [USD/kg] | Lime price [USD/kg] | Alpha amylase price [USD/kg] | Gluco amylase price [USD/kg] | Sulfuric acid price [USD/kg] | Yeast price [USD/kg] | Denaturant price [USD/kg] | Steam price [USD/kg] | Crude oil price [USD/kg] | Ethanol price [USD/kg] | DDGS price [USD/kg] | Electricity price [$/kWh] | An MBR membrane lifetime [yr] | An MBR membrane unit cost [$/ft2] | An MBR hydraulic retention time [hr]
0 | 51278.8332 | 0.79968 | 0.84126 | 1.1215 | 1.4965 | 8.961 | 3.6639 | 2.3078 | 1.0877 | 1.0637 | 0.069707 | 7.5935 | 1.2918 | 0.2827 | 0.34697 | 0.16443 | 0.31415 | 0.082776 | 0.13174 | 0.40957 | 0.21018 | 2.4545 | 2.1658 | 0.076976 | 2.1239 | 0.42394 | 0.010678 | 0.54716 | 0.52562 | 0.13062 | 0.08004 | 11.8751 | 6.7247 | 12.5149
1 | 44407.0303 | 0.86875 | 0.95027 | 1.1143 | 1.8355 | 10.2849 | 3.2035 | 3.3892 | 1.0095 | 0.44916 | 0.049043 | 9.9109 | 3.7411 | 0.22927 | 0.37304 | 0.15901 | 0.35091 | 0.084957 | 0.15469 | 0.48672 | 0.21583 | 2.0806 | 2.4505 | 0.077163 | 2.0439 | 0.47376 | 0.01337 | 0.56308 | 0.51879 | 0.11767 | 0.062619 | 7.9871 | 7.3154 | 15.4782
2 | 48927.2659 | 0.89871 | 0.74206 | 1.0267 | 1.8661 | 8.461 | 3.5153 | 2.2596 | 1.1122 | 1.0028 | 0.066392 | 8.0763 | 3.6612 | 0.19338 | 0.27136 | 0.11695 | 0.34262 | 0.068626 | 0.1437 | 0.43937 | 0.18571 | 2.7555 | 2.0779 | 0.093773 | 1.909 | 0.51379 | 0.010508 | 0.64185 | 0.53125 | 0.13894 | 0.074612 | 11.421 | 8.6826 | 15.5413
3 | 49294.0494 | 0.95346 | 0.99167 | 1.4817 | 1.1806 | 14.7913 | 0.8261 | 2.6344 | 1.6111 | 0.12087 | 0.032483 | 8.425 | 0.77521 | 0.16652 | 0.30869 | 0.12321 | 0.27718 | 0.084037 | 0.12431 | 0.39177 | 0.18957 | 2.0167 | 2.5083 | 0.080828 | 1.8855 | 0.39806 | 0.014589 | 0.52678 | 0.43728 | 0.13172 | 0.077911 | 10.3554 | 7.4519 | 8.611
4 | 38894.6737 | 0.79752 | 0.98581 | 1.4926 | 1.6221 | 11.16 | 2.4123 | 2.5071 | 0.86794 | 0.43779 | 0.053276 | 6.1592 | 3.0994 | 0.32734 | 0.36147 | 0.14922 | 0.3168 | 0.083806 | 0.11934 | 0.4573 | 0.19449 | 1.9411 | 1.9223 | 0.097003 | 1.8693 | 0.45565 | 0.012789 | 0.62109 | 0.45318 | 0.1218 | 0.079037 | 10.3349 | 7.6835 | 13.3149
5 | 50416.5482 | 0.93385 | 0.98812 | 1.4018 | 1.7581 | 7.9683 | 2.015 | 1.8809 | 1.3972 | 0.16847 | 0.065012 | 9.7924 | 2.2618 | 0.22357 | 0.34968 | 0.14367 | 0.33725 | 0.069384 | 0.14934 | 0.4612 | 0.20883 | 2.3686 | 1.8882 | 0.10277 | 2.0222 | 0.43207 | 0.014692 | 0.48771 | 0.47347 | 0.13043 | 0.071975 | 10.454 | 7.9715 | 13.6767
6 | 52067.1249 | 0.7641 | 0.9124 | 1.1015 | 1.448 | 13.9009 | 3.9099 | 3.2035 | 1.6255 | 0.61848 | 0.073975 | 6.9662 | 3.6755 | 0.1853 | 0.33625 | 0.11918 | 0.30724 | 0.07669 | 0.14222 | 0.41364 | 0.19211 | 1.8543 | 2.1506 | 0.097634 | 1.9552 | 0.49423 | 0.01284 | 0.57513 | 0.54989 | 0.14496 | 0.077529 | 8.3783 | 8.365 | 11.3496
7 | 43374.7838 | 0.97972 | 0.79609 | 1.3022 | 1.1492 | 15.2319 | 3.7637 | 3.0862 | 0.72728 | 0.155 | 0.05063 | 6.0779 | 0.59946 | 0.40351 | 0.38328 | 0.14886 | 0.32086 | 0.088659 | 0.15681 | 0.4518 | 0.21544 | 1.7824 | 1.8121 | 0.072846 | 1.8083 | 0.50307 | 0.015374 | 0.62508 | 0.52931 | 0.10053 | 0.067845 | 7.8453 | 6.9376 | 10.1442
8 | 48476.5757 | 0.82205 | 0.94013 | 1.376 | 1.1348 | 11.2951 | 2.0564 | 1.0192 | 1.4428 | 1.1042 | 0.074953 | 9.693 | 2.2879 | 0.32801 | 0.3152 | 0.13163 | 0.32313 | 0.075831 | 0.14271 | 0.43429 | 0.22095 | 2.1021 | 2.2932 | 0.090316 | 2.1655 | 0.46258 | 0.012103 | 0.54759 | 0.45119 | 0.12076 | 0.057594 | 7.6979 | 9.6121 | 15.6587
9 | 46725.8159 | 0.98669 | 0.98902 | 1.1893 | 1.6352 | 14.539 | 3.413 | 2.5547 | 1.5592 | 0.92123 | 0.050495 | 9.0445 | 3.2335 | 0.31802 | 0.27652 | 0.13827 | 0.28802 | 0.077723 | 0.12026 | 0.54466 | 0.18241 | 2.1206 | 2.1664 | 0.083047 | 1.5967 | 0.44434 | 0.012725 | 0.49277 | 0.58113 | 0.11989 | 0.071133 | 8.8701 | 7.5898 | 10.7109
10 | 46172.0465 | 0.8332 | 0.91096 | 1.0341 | 1.263 | 14.1317 | 2.7652 | 3.7117 | 1.2008 | 1.046 | 0.050839 | 9.1847 | 1.8802 | 0.11405 | 0.35404 | 0.12655 | 0.39131 | 0.073324 | 0.11998 | 0.44263 | 0.17505 | 2.1726 | 2.0364 | 0.084543 | 2.2407 | 0.43983 | 0.013285 | 0.57296 | 0.50681 | 0.14187 | 0.077469 | 8.3508 | 9.338 | 13.4051
11 | 37530.4312 | 0.84479 | 0.96243 | 1.274 | 1.6843 | 11.0511 | 4.0153 | 1.2548 | 1.3552 | 0.67233 | 0.078884 | 9.3929 | 0.81593 | 0.19956 | 0.39651 | 0.12865 | 0.29891 | 0.074157 | 0.12088 | 0.45105 | 0.20656 | 1.8358 | 2.3651 | 0.10551 | 2.2361 | 0.48656 | 0.012223 | 0.57312 | 0.55437 | 0.098445 | 0.074034 | 12.9117 | 6.1935 | 10.7547
12 | 49818.2785 | 0.88369 | 0.90416 | 1.0988 | 1.5837 | 12.9913 | 2.4351 | 2.9009 | 0.62187 | 1.0594 | 0.053046 | 6.6082 | 0.85061 | 0.37935 | 0.34026 | 0.14463 | 0.32116 | 0.07031 | 0.1352 | 0.52275 | 0.19444 | 2.2178 | 2.4341 | 0.086674 | 2.042 | 0.48529 | 0.012127 | 0.46735 | 0.5275 | 0.12623 | 0.078945 | 12.0158 | 6.9572 | 12.298
13 | 47736.9997 | 0.85547 | 0.8006 | 1.2569 | 1.3988 | 11.5671 | 2.226 | 1.603 | 1.0514 | 0.20949 | 0.035076 | 9.002 | 1.4971 | 0.25844 | 0.33919 | 0.15243 | 0.3042 | 0.085147 | 0.12894 | 0.50113 | 0.19573 | 2.5905 | 1.908 | 0.074276 | 2.1282 | 0.38071 | 0.011042 | 0.60697 | 0.53058 | 0.11264 | 0.057813 | 11.7131 | 8.6061 | 14.7875
14 | 42783.9405 | 0.84403 | 0.9414 | 1.3626 | 1.294 | 12.4426 | 2.2116 | 1.8485 | 0.7618 | 0.29226 | 0.050344 | 6.3359 | 0.791 | 0.11858 | 0.35113 | 0.15224 | 0.31955 | 0.07894 | 0.13729 | 0.47084 | 0.20186 | 1.8104 | 2.6334 | 0.10384 | 2.0394 | 0.32949 | 0.01227 | 0.4951 | 0.42921 | 0.1084 | 0.070781 | 6.2747 | 7.1302 | 14.2499
15 | 50509.864 | 0.8704 | 0.88146 | 1.3771 | 1.6683 | 15.7186 | 2.752 | 2.7175 | 0.86138 | 0.074834 | 0.049555 | 8.2506 | 2.3289 | 0.18906 | 0.34067 | 0.14649 | 0.29811 | 0.074455 | 0.15493 | 0.38884 | 0.19312 | 2.0325 | 2.5063 | 0.077803 | 1.9287 | 0.4998 | 0.011607 | 0.56672 | 0.47652 | 0.12172 | 0.079513 | 11.3573 | 9.8953 | 14.7577
16 | 47319.2532 | 0.8252 | 0.82391 | 0.99521 | 1.5628 | 12.1702 | 4.2643 | 2.6623 | 1.935 | 0.91173 | 0.037032 | 6.6006 | 2.6887 | 0.28543 | 0.3379 | 0.14331 | 0.37454 | 0.080755 | 0.12865 | 0.46646 | 0.23359 | 1.7969 | 2.1197 | 0.10882 | 1.99 | 0.40172 | 0.015032 | 0.59103 | 0.50185 | 0.12187 | 0.06285 | 12.1308 | 6.157 | 12.4163
17 | 47530.5266 | 0.95246 | 0.99435 | 1.1721 | 1.7251 | 13.5557 | 2.5824 | 2.1437 | 1.1376 | 0.41433 | 0.065067 | 9.6658 | 3.6936 | 0.38353 | 0.27212 | 0.14894 | 0.35823 | 0.078116 | 0.1489 | 0.46938 | 0.2344 | 2.375 | 2.4593 | 0.08925 | 1.7541 | 0.40195 | 0.012939 | 0.58839 | 0.45452 | 0.13074 | 0.084008 | 13.9662 | 6.1521 | 12.9703
18 | 39691.2534 | 0.96322 | 0.76193 | 1.0889 | 1.2188 | 10.7508 | 4.4272 | 1.8765 | 1.3116 | 0.59634 | 0.029326 | 7.3796 | 3.8106 | 0.3326 | 0.3741 | 0.14821 | 0.3395 | 0.090292 | 0.1382 | 0.37552 | 0.21839 | 2.2611 | 2.4906 | 0.096567 | 2.249 | 0.47074 | 0.012093 | 0.62445 | 0.46035 | 0.12291 | 0.076728 | 11.986 | 6.7047 | 14.6422
19 | 55613.4792 | 0.94108 | 0.91965 | 1.3116 | 1.1948 | 15.7292 | 4.6753 | 1.3058 | 0.75216 | 0.59581 | 0.044984 | 9.2505 | 1.7795 | 0.22331 | 0.31661 | 0.14238 | 0.3103 | 0.083696 | 0.14024 | 0.4038 | 0.19081 | 2.0132 | 2.2399 | 0.085374 | 1.7883 | 0.39145 | 0.012036 | 0.61023 | 0.46651 | 0.12026 | 0.070561 | 8.6086 | 8.8585 | 10.5875
20 | 44618.5047 | 0.91388 | 0.76008 | 1.3137 | 1.2807 | 13.2585 | 2.8146 | 3.6464 | 1.0183 | 0.8768 | 0.045844 | 6.0526 | 1.6717 | 0.26599 | 0.36733 | 0.12391 | 0.339 | 0.091335 | 0.14879 | 0.45459 | 0.19995 | 2.5862 | 2.1046 | 0.091139 | 1.9017 | 0.46123 | 0.014286 | 0.64804 | 0.48786 | 0.12088 | 0.073834 | 13.7284 | 9.5159 | 12.6732
21 | 51822.9551 | 0.97258 | 0.79095 | 1.4075 | 1.136 | 14.4605 | 3.5884 | 2.9874 | 1.0837 | 0.85803 | 0.022528 | 8.269 | 2.8696 | 0.31912 | 0.39956 | 0.13482 | 0.35209 | 0.078928 | 0.14803 | 0.42081 | 0.2394 | 2.4227 | 2.1597 | 0.086259 | 1.8381 | 0.45161 | 0.011366 | 0.53747 | 0.42343 | 0.12721 | 0.072918 | 12.5766 | 7.067 | 9.7351
22 | 41772.3346 | 0.90411 | 0.89315 | 1.3371 | 1.7098 | 8.6511 | 2.003 | 0.89988 | 1.6572 | 0.54427 | 0.052405 | 7.0314 | 1.9931 | 0.30366 | 0.39507 | 0.15805 | 0.35647 | 0.072091 | 0.11193 | 0.47264 | 0.20314 | 2.1083 | 2.3591 | 0.081228 | 1.8226 | 0.43482 | 0.011795 | 0.47545 | 0.59559 | 0.11642 | 0.069977 | 9.4538 | 8.2068 | 8.8219
23 | 51345.3782 | 0.8215 | 0.93174 | 1.2422 | 1.668 | 10.6322 | 3.9281 | 2.3325 | 1.7403 | 0.60779 | 0.065598 | 6.5205 | 3.9739 | 0.31767 | 0.38061 | 0.14826 | 0.27244 | 0.095746 | 0.14913 | 0.38858 | 0.18285 | 2.5845 | 2.4851 | 0.093071 | 1.5108 | 0.42861 | 0.012954 | 0.62991 | 0.49633 | 0.11086 | 0.071435 | 11.3276 | 6.1266 | 13.1642
24 | 51416.8297 | 0.78702 | 0.78444 | 1.4874 | 1.8081 | 8.3076 | 2.3639 | 1.0071 | 1.5862 | 0.57811 | 0.058581 | 7.3258 | 1.9187 | 0.33426 | 0.27794 | 0.15327 | 0.30715 | 0.0871 | 0.12734 | 0.36278 | 0.18819 | 1.9452 | 2.3835 | 0.090263 | 1.8985 | 0.37302 | 0.014687 | 0.59965 | 0.57096 | 0.11275 | 0.064593 | 6.8635 | 7.5115 | 14.426
25 | 41311.2597 | 0.8958 | 0.77067 | 1.1197 | 1.2544 | 11.831 | 1.9291 | 1.1573 | 0.5902 | 0.3123 | 0.050203 | 7.178 | 2.6728 | 0.17918 | 0.38547 | 0.15774 | 0.35229 | 0.063897 | 0.11036 | 0.37103 | 0.21485 | 2.4055 | 2.2103 | 0.1008 | 1.5023 | 0.53061 | 0.015022 | 0.52777 | 0.46514 | 0.13715 | 0.065477 | 8.2483 | 7.7132 | 8.2192
26 | 44844.1942 | 0.78765 | 0.82698 | 1.4878 | 1.5536 | 9.0847 | 1.0714 | 2.128 | 1.9598 | 1.1479 | 0.061478 | 7.6139 | 0.60428 | 0.28562 | 0.36361 | 0.13678 | 0.32665 | 0.076006 | 0.12278 | 0.36546 | 0.18339 | 1.9186 | 2.337 | 0.090803 | 2.0883 | 0.48898 | 0.014339 | 0.548 | 0.50791 | 0.14319 | 0.055216 | 10.75 | 7.6785 | 15.1466
27 | 44183.0831 | 0.8164 | 0.78839 | 1.0161 | 1.1704 | 11.1742 | 1.7594 | 1.5817 | 0.87661 | 1.0564 | 0.058399 | 8.8762 | 2.0343 | 0.3106 | 0.37066 | 0.15138 | 0.35136 | 0.071209 | 0.13742 | 0.48199 | 0.1928 | 2.0972 | 2.6691 | 0.096083 | 1.9241 | 0.36137 | 0.011031 | 0.53269 | 0.4926 | 0.13578 | 0.066861 | 10.4628 | 6.1656 | 8.0424
28 | 42701.3166 | 0.83722 | 0.74825 | 1.0553 | 1.7353 | 11.7825 | 3.8603 | 1.1938 | 1.3166 | 0.75062 | 0.064455 | 7.2738 | 2.477 | 0.13213 | 0.31185 | 0.14035 | 0.36126 | 0.076179 | 0.15225 | 0.45836 | 0.23195 | 2.3949 | 2.063 | 0.099943 | 1.8182 | 0.47033 | 0.012732 | 0.48288 | 0.4168 | 0.114 | 0.073457 | 13.3963 | 6.2481 | 12.6348
29 | 51862.1557 | 0.75529 | 0.97066 | 1.1245 | 1.221 | 8.2205 | 1.0907 | 1.4007 | 1.1184 | 0.52759 | 0.067285 | 8.8904 | 0.73311 | 0.42413 | 0.34741 | 0.15826 | 0.32133 | 0.063539 | 0.12225 | 0.484 | 0.17727 | 2.1377 | 2.1391 | 0.070275 | 1.9272 | 0.43583 | 0.013629 | 0.62237 | 0.47599 | 0.12637 | 0.068123 | 8.1409 | 9.2212 | 9.9055
30 | 39093.2596 | 0.95494 | 0.82048 | 1.232 | 1.2045 | 12.6649 | 1.5195 | 1.0391 | 1.0129 | 0.85074 | 0.050365 | 6.9048 | 2.3917 | 0.15906 | 0.3624 | 0.15859 | 0.29025 | 0.069264 | 0.14004 | 0.427 | 0.15603 | 2.116 | 2.0953 | 0.1033 | 2.1748 | 0.38441 | 0.012333 | 0.61058 | 0.49475 | 0.12923 | 0.055854 | 12.4855 | 8.1514 | 12.137
31 | 45872.6825 | 0.83827 | 0.74024 | 1.1313 | 1.3574 | 10.1642 | 1.0017 | 3.9258 | 0.9375 | 0.99199 | 0.06021 | 7.8646 | 0.54095 | 0.41078 | 0.29746 | 0.126 | 0.39815 | 0.091751 | 0.12361 | 0.48317 | 0.16601 | 2.0475 | 2.1965 | 0.089644 | 1.9544 | 0.3935 | 0.0098336 | 0.58568 | 0.54935 | 0.12676 | 0.074454 | 9.0431 | 6.0364 | 13.9327
32 | 42429.3498 | 0.9532 | 0.76775 | 1.3047 | 1.8041 | 10.3164 | 2.4688 | 3.7403 | 0.44497 | 0.1487 | 0.061773 | 9.0574 | 2.0397 | 0.12027 | 0.30814 | 0.14548 | 0.32595 | 0.086726 | 0.1292 | 0.45605 | 0.19422 | 2.4183 | 2.7783 | 0.092232 | 1.6699 | 0.4039 | 0.014757 | 0.58313 | 0.52634 | 0.12066 | 0.071846 | 12.0007 | 9.5235 | 8.5786
33 | 52400.6233 | 0.82038 | 0.95647 | 1.0846 | 1.8309 | 11.5936 | 1.9142 | 3.2078 | 0.99453 | 0.35511 | 0.05337 | 8.8753 | 1.137 | 0.32046 | 0.29439 | 0.1275 | 0.39864 | 0.08273 | 0.11405 | 0.52849 | 0.17277 | 2.6017 | 2.4716 | 0.098057 | 1.8277 | 0.34325 | 0.012192 | 0.5293 | 0.44575 | 0.11874 | 0.069327 | 12.2598 | 7.2206 | 8.7588
34 | 46759.3753 | 0.81961 | 0.9984 | 1.5313 | 1.5511 | 8.8721 | 1.7981 | 3.5893 | 1.493 | 0.30397 | 0.069221 | 9.0318 | 1.0574 | 0.19823 | 0.28662 | 0.14927 | 0.31598 | 0.086315 | 0.12365 | 0.47668 | 0.20611 | 2.335 | 1.8898 | 0.10739 | 1.7738 | 0.51319 | 0.011095 | 0.63684 | 0.56345 | 0.12647 | 0.072318 | 6.7286 | 8.855 | 14.6718
35 | 53936.641 | 0.80776 | 0.76581 | 0.97687 | 1.2775 | 9.61 | 2.5957 | 0.95539 | 0.57117 | 0.70023 | 0.038718 | 6.6516 | 3.6311 | 0.2276 | 0.37118 | 0.15933 | 0.31878 | 0.089265 | 0.12286 | 0.41444 | 0.20335 | 2.6972 | 1.9677 | 0.093691 | 1.9804 | 0.45754 | 0.013089 | 0.46096 | 0.42566 | 0.11045 | 0.066486 | 9.2319 | 7.3347 | 9.2886
36 | 38822.8587 | 0.81407 | 0.96765 | 1.1828 | 1.7053 | 13.021 | 3.8449 | 1.3411 | 0.58121 | 0.94476 | 0.048729 | 8.1234 | 0.96973 | 0.41294 | 0.27181 | 0.1193 | 0.27269 | 0.093383 | 0.12503 | 0.47207 | 0.16091 | 2.4211 | 2.2394 | 0.096324 | 2.0603 | 0.47271 | 0.013218 | 0.52086 | 0.49247 | 0.13155 | 0.070655 | 9.7381 | 9.5279 | 10.1259
37 | 50653.7477 | 0.83041 | 0.83076 | 1.0311 | 1.2884 | 8.6612 | 3.7752 | 1.3812 | 1.5465 | 0.54055 | 0.051166 | 9.1992 | 3.6524 | 0.39553 | 0.32834 | 0.12677 | 0.29681 | 0.075931 | 0.14925 | 0.51117 | 0.1827 | 2.4606 | 1.9556 | 0.08858 | 1.9688 | 0.47219 | 0.013697 | 0.58879 | 0.47157 | 0.10275 | 0.069484 | 7.294 | 8.0012 | 15.9249
38 | 55421.907 | 0.9993 | 0.85076 | 1.4436 | 1.1591 | 13.1974 | 2.7878 | 3.7562 | 1.6899 | 0.25616 | 0.066315 | 9.9536 | 1.8649 | 0.169 | 0.38288 | 0.13612 | 0.3421 | 0.073613 | 0.12295 | 0.40288 | 0.1629 | 2.0291 | 2.1524 | 0.097927 | 1.5312 | 0.42756 | 0.0136 | 0.64891 | 0.44199 | 0.11896 | 0.072696 | 8.1932 | 6.3143 | 15.9642
39 | 45469.2061 | 0.95713 | 0.88877 | 1.1512 | 1.4273 | 9.3128 | 3.4212 | 2.8189 | 0.49131 | 0.1472 | 0.059557 | 6.9011 | 3.763 | 0.11742 | 0.33413 | 0.14941 | 0.38775 | 0.080896 | 0.11081 | 0.43012 | 0.19453 | 2.2141 | 2.2613 | 0.091549 | 1.6479 | 0.46891 | 0.012007 | 0.46829 | 0.5114 | 0.10081 | 0.071899 | 10.1802 | 6.0983 | 10.9095
40 | 42117.0027 | 0.96981 | 0.76874 | 1.1635 | 1.6139 | 8.4255 | 2.6406 | 3.4907 | 1.6315 | 1.1564 | 0.079621 | 6.8397 | 1.0383 | 0.21325 | 0.29682 | 0.1262 | 0.34027 | 0.066151 | 0.10863 | 0.41173 | 0.20104 | 2.301 | 1.8627 | 0.086815 | 2.0501 | 0.33506 | 0.011418 | 0.57006 | 0.48184 | 0.12065 | 0.058034 | 8.8908 | 9.7455 | 10.9784
41 | 48714.4368 | 0.82497 | 0.7397 | 1.2137 | 1.5335 | 12.3733 | 2.846 | 0.75272 | 0.64211 | 0.96966 | 0.02559 | 8.5683 | 3.9698 | 0.36719 | 0.29921 | 0.12937 | 0.33911 | 0.074282 | 0.12534 | 0.46043 | 0.22507 | 2.3364 | 2.1497 | 0.085761 | 2.1341 | 0.44179 | 0.011327 | 0.55379 | 0.48213 | 0.10961 | 0.070704 | 12.9431 | 6.5298 | 15.7475
42 | 50098.0726 | 0.75892 | 0.83583 | 1.4819 | 1.7996 | 13.7336 | 4.5814 | 3.2368 | 1.0892 | 0.41091 | 0.053799 | 9.5472 | 2.748 | 0.38869 | 0.30762 | 0.15019 | 0.31575 | 0.081736 | 0.11858 | 0.44687 | 0.19461 | 2.6586 | 1.8419 | 0.076595 | 1.7852 | 0.38146 | 0.011872 | 0.49853 | 0.46766 | 0.1179 | 0.069018 | 12.4571 | 8.9233 | 12.5852
43 | 50226.5847 | 0.84128 | 0.89442 | 1.2806 | 1.4497 | 14.6414 | 3.0109 | 3.058 | 0.48772 | 0.069858 | 0.077921 | 8.1023 | 2.9984 | 0.20123 | 0.34388 | 0.12444 | 0.3339 | 0.077462 | 0.13351 | 0.45242 | 0.20636 | 2.1784 | 1.7855 | 0.085873 | 1.9843 | 0.44715 | 0.014645 | 0.60052 | 0.5037 | 0.13192 | 0.055135 | 8.7853 | 7.0447 | 14.1377
44 | 50125.186 | 0.77585 | 0.93838 | 0.99924 | 1.1299 | 12.3646 | 3.171 | 3.461 | 1.7857 | 0.42135 | 0.065816 | 9.0798 | 1.4796 | 0.4342 | 0.32159 | 0.15404 | 0.38031 | 0.092209 | 0.13083 | 0.42102 | 0.16465 | 1.9472 | 2.4433 | 0.091743 | 1.5736 | 0.442 | 0.011131 | 0.44439 | 0.43844 | 0.10934 | 0.065447 | 13.4481 | 7.2278 | 13.2905
45 | 47819.1054 | 0.87284 | 0.8139 | 1.411 | 1.4707 | 13.5089 | 1.576 | 1.8846 | 0.75031 | 1.072 | 0.077795 | 8.9694 | 3.1988 | 0.18402 | 0.3892 | 0.14636 | 0.35949 | 0.0765 | 0.131 | 0.45045 | 0.22266 | 2.4813 | 2.4706 | 0.069541 | 2.1377 | 0.41054 | 0.012184 | 0.63092 | 0.48102 | 0.13782 | 0.064643 | 11.508 | 6.6021 | 11.1617
46 | 48942.3954 | 0.84019 | 0.77309 | 1.46 | 1.6052 | 10.1084 | 0.98721 | 3.3292 | 0.65977 | 0.91453 | 0.03573 | 6.5025 | 0.5773 | 0.29338 | 0.29662 | 0.12919 | 0.35462 | 0.098181 | 0.13527 | 0.41684 | 0.19479 | 2.3287 | 2.2775 | 0.06994 | 2.2508 | 0.45217 | 0.011771 | 0.58331 | 0.39176 | 0.1194 | 0.071575 | 8.8263 | 7.9944 | 15.3538
47 | 52483.7013 | 0.84368 | 0.97975 | 1.07 | 1.5759 | 12.9389 | 1.4742 | 3.7853 | 1.1453 | 0.89322 | 0.066464 | 8.1043 | 2.8217 | 0.28799 | 0.28591 | 0.14435 | 0.37193 | 0.08048 | 0.12463 | 0.45353 | 0.22613 | 2.6909 | 2.0902 | 0.10919 | 1.6792 | 0.41223 | 0.011492 | 0.52945 | 0.57449 | 0.12162 | 0.063615 | 8.3576 | 7.7226 | 14.5508
48 | 46027.9323 | 0.98299 | 0.73614 | 1.3459 | 1.3541 | 8.5039 | 3.1127 | 0.6291 | 1.7622 | 0.89609 | 0.065137 | 7.8893 | 3.3806 | 0.19481 | 0.38774 | 0.11491 | 0.30088 | 0.089499 | 0.12688 | 0.45999 | 0.21334 | 1.9517 | 2.4141 | 0.096002 | 1.4771 | 0.47548 | 0.01077 | 0.55114 | 0.44449 | 0.095659 | 0.061793 | 11.5718 | 9.0004 | 10.7949
49 | 44546.9811 | 0.9887 | 0.74261 | 1.2221 | 1.4993 | 6.8617 | 3.7419 | 0.83517 | 1.6688 | 0.88504 | 0.041699 | 7.4406 | 3.2833 | 0.37424 | 0.38172 | 0.12281 | 0.34807 | 0.084679 | 0.1459 | 0.49136 | 0.17382 | 2.7906 | 2.2545 | 0.095233 | 2.0031 | 0.49252 | 0.013048 | 0.51097 | 0.51998 | 0.14816 | 0.081831 | 13.2217 | 8.1152 | 12.2365
50 | 54289.7534 | 0.99863 | 0.73456 | 1.1716 | 1.507 | 15.9219 | 5.2465 | 1.0738 | 1.649 | 0.55444 | 0.022493 | 9.7202 | 2.0026 | 0.27833 | 0.32759 | 0.16058 | 0.2912 | 0.088073 | 0.15448 | 0.42815 | 0.23406 | 2.6808 | 1.7779 | 0.08128 | 1.813 | 0.46322 | 0.014377 | 0.5211 | 0.49095 | 0.1331 | 0.061028 | 8.9067 | 9.252 | 9.4867
51 | 53643.497 | 0.8825 | 0.90053 | 0.98604 | 1.6435 | 11.2392 | 3.0032 | 3.806 | 1.3219 | 0.4 | 0.037944 | 6.0935 | 2.9064 | 0.23556 | 0.31646 | 0.14612 | 0.40708 | 0.076669 | 0.13896 | 0.48025 | 0.19833 | 1.9307 | 2.043 | 0.074236 | 2.104 | 0.37354 | 0.014533 | 0.53402 | 0.47742 | 0.11752 | 0.066447 | 11.4688 | 8.2975 | 12.6144
52 | 45639.5749 | 0.75646 | 0.73796 | 1.1069 | 1.1778 | 7.2455 | 2.119 | 2.1396 | 1.3096 | 0.56876 | 0.058116 | 7.1832 | 3.0962 | 0.4326 | 0.38048 | 0.14094 | 0.3358 | 0.069209 | 0.12975 | 0.50149 | 0.19699 | 2.1095 | 2.3974 | 0.081704 | 2.1125 | 0.46568 | 0.011312 | 0.68319 | 0.44467 | 0.10948 | 0.06192 | 11.9628 | 8.2522 | 8.8009
53 | 47010.6657 | 0.98072 | 0.78001 | 1.5345 | 1.6665 | 14.9652 | 3.1067 | 0.73479 | 0.49823 | 0.37878 | 0.028104 | 8.0099 | 0.74911 | 0.23781 | 0.39284 | 0.13198 | 0.3085 | 0.07915 | 0.13359 | 0.49227 | 0.2025 | 2.2686 | 2.4938 | 0.089167 | 2.087 | 0.46817 | 0.012591 | 0.49929 | 0.52114 | 0.10994 | 0.071664 | 7.3037 | 6.8043 | 9.102
54 | 41699.0881 | 0.86593 | 0.73086 | 1.4546 | 1.1718 | 12.4896 | 3.9859 | 3.9449 | 1.2728 | 1.0767 | 0.039495 | 7.9555 | 3.69 | 0.25935 | 0.29622 | 0.14071 | 0.35494 | 0.065927 | 0.1061 | 0.47008 | 0.18587 | 2.5034 | 2.2115 | 0.087213 | 2.0348 | 0.45054 | 0.010747 | 0.47687 | 0.46944 | 0.12062 | 0.08086 | 12.2429 | 8.9595 | 12.0902
55 | 42878.9411 | 0.87101 | 0.73258 | 1.4281 | 1.8335 | 10.7787 | 2.2338 | 3.7998 | 1.8564 | 1.1032 | 0.051136 | 6.6622 | 3.4593 | 0.13817 | 0.36763 | 0.14672 | 0.35406 | 0.081405 | 0.12056 | 0.45292 | 0.21389 | 1.8773 | 2.1004 | 0.080045 | 1.9371 | 0.4468 | 0.014659 | 0.63313 | 0.43032 | 0.11729 | 0.074801 | 8.7014 | 6.5053 | 10.262
56 | 45990.4797 | 0.83234 | 0.98103 | 1.4616 | 1.6276 | 10.3112 | 3.2091 | 1.1054 | 0.65724 | 0.85268 | 0.030431 | 6.7001 | 1.9977 | 0.28935 | 0.39022 | 0.13589 | 0.38165 | 0.080011 | 0.12616 | 0.42622 | 0.17541 | 2.2541 | 1.9581 | 0.070746 | 1.9139 | 0.44301 | 0.014312 | 0.55567 | 0.49039 | 0.1122 | 0.066016 | 10.5831 | 7.4337 | 13.3367
57 | 46405.2557 | 0.96182 | 0.71364 | 1.2896 | 1.5602 | 8.6683 | 3.4542 | 3.9963 | 0.43323 | 0.97093 | 0.030796 | 6.234 | 3.1539 | 0.29769 | 0.27718 | 0.13221 | 0.26781 | 0.08577 | 0.13581 | 0.49065 | 0.21356 | 2.0008 | 2.1817 | 0.093615 | 2.1804 | 0.34874 | 0.012243 | 0.55601 | 0.55669 | 0.12953 | 0.069556 | 11.6281 | 9.1851 | 9.2024
58 | 42344.8932 | 0.76658 | 0.73539 | 1.0042 | 1.5498 | 11.1424 | 1.5989 | 2.9948 | 0.41954 | 1.1367 | 0.03284 | 6.4382 | 1.9996 | 0.36482 | 0.33477 | 0.10852 | 0.29439 | 0.09537 | 0.11312 | 0.47549 | 0.2293 | 2.2565 | 2.2627 | 0.094938 | 1.8024 | 0.45308 | 0.012966 | 0.65347 | 0.52343 | 0.1121 | 0.061507 | 10.5052 | 9.7175 | 10.1354
59 | 40737.1925 | 0.88064 | 0.79354 | 1.0964 | 1.5425 | 9.7777 | 3.7171 | 1.4123 | 0.4796 | 0.6519 | 0.059903 | 9.597 | 3.3884 | 0.20861 | 0.33928 | 0.14082 | 0.34551 | 0.085398 | 0.14556 | 0.4541 | 0.22135 | 2.6047 | 1.9053 | 0.094074 | 2.1291 | 0.42113 | 0.013163 | 0.56918 | 0.49188 | 0.10773 | 0.057361 | 10.9187 | 6.6579 | 11.8224
60 | 43575.2607 | 0.83258 | 0.94642 | 1.2792 | 1.6672 | 12.1253 | 2.8824 | 2.5311 | 1.3765 | 0.23025 | 0.03957 | 6.1181 | 1.9778 | 0.15804 | 0.34336 | 0.1163 | 0.3111 | 0.069817 | 0.14205 | 0.3688 | 0.21395 | 1.913 | 2.5046 | 0.076925 | 1.8709 | 0.37717 | 0.0127 | 0.58006 | 0.46848 | 0.13584 | 0.068083 | 11.3238 | 6.6368 | 15.6447
61 | 43647.0923 | 0.9299 | 0.78091 | 1.5286 | 1.3614 | 15.7624 | 4.5384 | 2.3739 | 0.85672 | 0.79655 | 0.070494 | 6.0411 | 2.4667 | 0.41126 | 0.3469 | 0.11442 | 0.2899 | 0.095695 | 0.10883 | 0.39497 | 0.22847 | 2.6526 | 1.8493 | 0.081988 | 2.1965 | 0.48759 | 0.012891 | 0.52145 | 0.5459 | 0.12724 | 0.076949 | 8.5154 | 6.5947 | 15.8916
62 | 44030.4057 | 0.91788 | 0.90218 | 1.3213 | 1.3747 | 12.2101 | 5.1461 | 1.4781 | 1.8085 | 0.76536 | 0.051028 | 7.2007 | 2.1461 | 0.3323 | 0.28757 | 0.14021 | 0.3312 | 0.077167 | 0.12572 | 0.48258 | 0.20542 | 2.3521 | 2.4955 | 0.080811 | 1.8598 | 0.45945 | 0.015368 | 0.47629 | 0.46704 | 0.10744 | 0.065373 | 5.604 | 7.2034 | 14.3667
63 | 45743.4123 | 0.99096 | 0.88648 | 1.4657 | 1.423 | 6.7145 | 2.8174 | 2.9428 | 1.544 | 0.644 | 0.044235 | 8.882 | 2.2265 | 0.2142 | 0.32128 | 0.15322 | 0.35045 | 0.073433 | 0.13543 | 0.47993 | 0.20468 | 1.92 | 2.0019 | 0.087677 | 1.7196 | 0.441 | 0.014263 | 0.59491 | 0.50287 | 0.11914 | 0.083137 | 11.4781 | 6.2222 | 11.5875
64 | 43611.3829 | 0.85479 | 0.72921 | 1.2611 | 1.5858 | 12.875 | 2.189 | 3.1672 | 1.966 | 0.92752 | 0.065746 | 9.736 | 1.4346 | 0.12023 | 0.37974 | 0.13074 | 0.38513 | 0.079048 | 0.11996 | 0.44145 | 0.19077 | 2.2768 | 2.081 | 0.088124 | 1.7174 | 0.50708 | 0.012211 | 0.491 | 0.42075 | 0.13147 | 0.066187 | 10.4703 | 7.1853 | 9.9737
65 | 54190.6729 | 0.89036 | 0.85686 | 1.0785 | 1.6459 | 10.7361 | 1.747 | 3.8656 | 0.56562 | 0.78404 | 0.050774 | 6.4711 | 3.0725 | 0.11857 | 0.35422 | 0.15749 | 0.32147 | 0.07737 | 0.12296 | 0.50218 | 0.19433 | 2.2657 | 2.5023 | 0.089032 | 1.8553 | 0.4952 | 0.013656 | 0.60141 | 0.51031 | 0.12313 | 0.070248 | 8.8073 | 8.1088 | 14.9843
66 | 45332.2375 | 0.84028 | 0.95005 | 1.1354 | 1.6571 | 11.3212 | 3.6447 | 1.1418 | 0.50014 | 0.93732 | 0.040724 | 6.1931 | 0.51757 | 0.17563 | 0.38861 | 0.12719 | 0.30701 | 0.067314 | 0.11944 | 0.3684 | 0.18835 | 2.6496 | 2.0855 | 0.098226 | 2.0099 | 0.45213 | 0.013532 | 0.53087 | 0.50963 | 0.10805 | 0.072626 | 7.0915 | 8.7698 | 11.0302
67 | 45805.3931 | 0.85049 | 0.86262 | 1.281 | 1.1684 | 9.5846 | 2.0622 | 2.8416 | 1.3845 | 0.70554 | 0.036108 | 7.4032 | 2.1102 | 0.3386 | 0.34557 | 0.1511 | 0.32209 | 0.0751 | 0.12851 | 0.38829 | 0.2212 | 2.0685 | 2.5703 | 0.0693 | 1.781 | 0.45441 | 0.013181 | 0.54605 | 0.50517 | 0.11173 | 0.079232 | 10.9516 | 8.9137 | 12.7811
68 | 46282.7421 | 0.7562 | 0.94055 | 1.0655 | 1.8542 | 7.9516 | 1.6616 | 3.9517 | 0.76974 | 1.1933 | 0.035333 | 6.2878 | 1.7694 | 0.40813 | 0.36784 | 0.14394 | 0.34962 | 0.079566 | 0.1038 | 0.41752 | 0.20369 | 2.6573 | 2.2838 | 0.09346 | 1.8157 | 0.46363 | 0.014381 | 0.57085 | 0.45048 | 0.10354 | 0.069852 | 8.6632 | 7.6295 | 14.2927
69 | 55376.5024 | 0.7753 | 0.89112 | 1.1835 | 1.7224 | 12.2545 | 1.7724 | 2.6425 | 0.81509 | 0.44694 | 0.021744 | 8.2272 | 0.57612 | 0.404 | 0.37539 | 0.16876 | 0.32512 | 0.072559 | 0.14762 | 0.50732 | 0.22041 | 2.4391 | 2.2054 | 0.087571 | 1.7357 | 0.44045 | 0.013272 | 0.51999 | 0.44008 | 0.11737 | 0.065563 | 5.3182 | 9.7731 | 8.5643
70 | 48300.867 | 0.94976 | 0.80814 | 1.1933 | 1.6334 | 10.3344 | 2.0432 | 2.4823 | 0.74389 | 0.22789 | 0.035534 | 6.0622 | 2.2886 | 0.22806 | 0.32899 | 0.15205 | 0.36522 | 0.083182 | 0.16468 | 0.38975 | 0.20204 | 1.8942 | 2.0404 | 0.075925 | 1.8815 | 0.41264 | 0.013482 | 0.54328 | 0.45879 | 0.091578 | 0.059451 | 9.2563 | 8.3868 | 11.5337
71 | 56923.2943 | 0.84093 | 0.75839 | 0.95879 | 1.266 | 11.7392 | 2.0382 | 1.835 | 1.2672 | 0.46704 | 0.040503 | 9.9383 | 0.91858 | 0.35729 | 0.37751 | 0.12459 | 0.31552 | 0.073367 | 0.11525 | 0.47616 | 0.21106 | 2.1667 | 2.1553 | 0.10435 | 2.2461 | 0.49123 | 0.012642 | 0.562 | 0.48153 | 0.1118 | 0.059554 | 12.161 | 9.0487 | 15.1307
72 | 53012.5147 | 0.8081 | 0.77425 | 1.3947 | 1.7719 | 7.3009 | 4.7297 | 3.1729 | 0.79114 | 1.0531 | 0.07348 | 9.8158 | 2.0619 | 0.31466 | 0.3948 | 0.11947 | 0.29165 | 0.085848 | 0.11658 | 0.42177 | 0.18255 | 2.197 | 2.3356 | 0.082025 | 1.6921 | 0.38321 | 0.015732 | 0.59962 | 0.48352 | 0.1166 | 0.082986 | 9.6504 | 7.8368 | 9.3964
73 | 45454.0801 | 0.82067 | 0.95702 | 1.226 | 1.3612 | 14.4457 | 3.641 | 0.50275 | 0.75588 | 0.32369 | 0.041468 | 6.1973 | 2.5889 | 0.38287 | 0.35984 | 0.13271 | 0.30266 | 0.080545 | 0.11041 | 0.44305 | 0.19723 | 2.5749 | 2.3553 | 0.074042 | 1.8035 | 0.40754 | 0.015819 | 0.55462 | 0.49718 | 0.10171 | 0.061658 | 14.3427 | 6.9456 | 9.2782
74 | 42616.4585 | 0.91234 | 0.98298 | 1.3781 | 1.532 | 10.6854 | 1.8475 | 2.9042 | 1.0562 | 0.25948 | 0.069524 | 8.8166 | 1.5754 | 0.20237 | 0.31909 | 0.16805 | 0.40575 | 0.081073 | 0.11091 | 0.42867 | 0.16853 | 1.881 | 2.7423 | 0.09004 | 2.1024 | 0.36798 | 0.01422 | 0.63863 | 0.47965 | 0.11441 | 0.073051 | 10.8626 | 8.1907 | 14.9979
75 | 44729.2222 | 0.88078 | 0.73827 | 1.3577 | 1.4662 | 8.2809 | 3.2371 | 0.55957 | 1.7103 | 0.78645 | 0.063842 | 6.2683 | 1.3679 | 0.40285 | 0.35009 | 0.14636 | 0.32646 | 0.070341 | 0.11952 | 0.45543 | 0.21568 | 2.1987 | 2.54 | 0.098889 | 1.5804 | 0.48463 | 0.013994 | 0.6218 | 0.49916 | 0.10118 | 0.084807 | 10.5915 | 8.8262 | 15.9388
76 | 46376.3312 | 0.81229 | 0.76121 | 1.4361 | 1.5445 | 13.3738 | 4.0005 | 1.3864 | 1.7341 | 0.36704 | 0.074286 | 8.6357 | 0.58669 | 0.37915 | 0.35155 | 0.13464 | 0.3642 | 0.097765 | 0.14707 | 0.43669 | 0.18471 | 2.0768 | 2.0492 | 0.077941 | 2.0657 | 0.41676 | 0.013648 | 0.64988 | 0.54193 | 0.11195 | 0.058591 | 6.8333 | 8.6683 | 10.5026
77 | 47085.2704 | 0.81792 | 0.90133 | 1.1132 | 1.7239 | 6.0051 | 2.9826 | 3.2639 | 1.7975 | 0.18348 | 0.034259 | 9.6739 | 3.2151 | 0.36996 | 0.35742 | 0.14067 | 0.31072 | 0.080682 | 0.12554 | 0.4794 | 0.20535 | 1.8189 | 2.4658 | 0.080589 | 1.7765 | 0.36727 | 0.012825 | 0.57794 | 0.44661 | 0.13242 | 0.067988 | 7.8274 | 9.2434 | 8.7709
78 | 41538.1068 | 0.95501 | 0.72266 | 1.0514 | 1.2208 | 13.2229 | 3.1593 | 2.0955 | 0.88802 | 0.66673 | 0.04366 | 6.6181 | 1.159 | 0.3208 | 0.30686 | 0.12414 | 0.30796 | 0.092104 | 0.12511 | 0.4856 | 0.21668 | 2.1398 | 2.3167 | 0.081097 | 1.8213 | 0.38243 | 0.012992 | 0.64349 | 0.5515 | 0.11324 | 0.069671 | 7.0676 | 7.2282 | 10.2089
79 | 52324.023 | 0.99013 | 0.89682 | 1.0069 | 1.235 | 9.9543 | 3.9022 | 0.77036 | 0.52708 | 1.0837 | 0.062519 | 7.5074 | 3.8312 | 0.421 | 0.33433 | 0.11087 | 0.3406 | 0.06603 | 0.13134 | 0.41812 | 0.2132 | 2.5687 | 2.1481 | 0.094381 | 1.4382 | 0.42465 | 0.012471 | 0.52513 | 0.43855 | 0.12695 | 0.06486 | 10.3868 | 6.8136 | 8.5739
80 | 44056.2171 | 0.89487 | 0.99325 | 1.4374 | 1.3352 | 15.1523 | 2.1226 | 1.6103 | 0.43492 | 0.55039 | 0.02315 | 7.8958 | 1.2752 | 0.23476 | 0.31877 | 0.16113 | 0.32351 | 0.091457 | 0.13141 | 0.44406 | 0.17092 | 2.2276 | 1.9892 | 0.079199 | 1.8505 | 0.40608 | 0.014567 | 0.48254 | 0.5569 | 0.13698 | 0.062377 | 8.5064 | 9.1433 | 11.3771
81 | 43327.5448 | 0.93648 | 0.9714 | 1.5263 | 1.3067 | 13.7281 | 2.9029 | 1.1068 | 1.359 | 0.13011 | 0.073078 | 7.2357 | 3.9591 | 0.1864 | 0.31822 | 0.14995 | 0.36282 | 0.082356 | 0.12318 | 0.43746 | 0.20555 | 2.1734 | 2.0867 | 0.086633 | 1.971 | 0.35843 | 0.011003 | 0.62765 | 0.49326 | 0.11834 | 0.085016 | 7.7726 | 6.3991 | 13.6347
82 | 42314.0257 | 0.95986 | 0.98546 | 1.0362 | 1.1478 | 7.7653 | 2.9544 | 1.0954 | 0.69518 | 1.1517 | 0.05621 | 9.7548 | 1.0171 | 0.21067 | 0.31467 | 0.13567 | 0.38335 | 0.087494 | 0.12916 | 0.41766 | 0.17844 | 1.9531 | 2.3456 | 0.084674 | 1.9983 | 0.47719 | 0.011708 | 0.4317 | 0.46904 | 0.1211 | 0.082092 | 10.3133 | 6.523 | 11.7736
83 | 36802.7476 | 0.90726 | 0.99292 | 1.2292 | 1.4885 | 14.7237 | 1.8729 | 1.2092 | 1.0511 | 0.71013 | 0.046333 | 9.0491 | 1.5522 | 0.4392 | 0.34467 | 0.15107 | 0.29319 | 0.077305 | 0.13271 | 0.44047 | 0.192 | 1.987 | 2.3547 | 0.076301 | 1.9578 | 0.35224 | 0.010964 | 0.59701 | 0.49462 | 0.1436 | 0.062499 | 11.601 | 9.6642 | 10.3425
84 | 43180.3622 | 0.8153 | 0.80877 | 1.4587 | 1.4622 | 12.7608 | 2.8547 | 0.98333 | 1.4148 | 0.86654 | 0.064654 | 6.6535 | 1.7625 | 0.11917 | 0.28432 | 0.13902 | 0.34878 | 0.07152 | 0.14412 | 0.41132 | 0.17624 | 1.8623 | 2.2952 | 0.10666 | 2.0809 | 0.47211 | 0.014844 | 0.45258 | 0.44042 | 0.13127 | 0.066391 | 10.271 | 7.1349 | 14.7939
85 | 48632.8973 | 0.91904 | 0.77943 | 1.0768 | 1.3852 | 9.4133 | 0.84306 | 3.233 | 0.87923 | 0.9459 | 0.032584 | 6.5042 | 1.2404 | 0.40332 | 0.35189 | 0.13905 | 0.33691 | 0.068657 | 0.13051 | 0.46672 | 0.20473 | 2.1453 | 2.3288 | 0.089446 | 1.8492 | 0.50367 | 0.013331 | 0.52236 | 0.40789 | 0.10778 | 0.075602 | 9.987 | 6.5689 | 15.5853
86 | 39194.0762 | 0.93515 | 0.84336 | 1.1223 | 1.6117 | 12.3482 | 3.0495 | 0.6079 | 1.1529 | 0.8274 | 0.033434 | 7.6214 | 0.71614 | 0.34202 | 0.30488 | 0.12558 | 0.32036 | 0.086163 | 0.12022 | 0.49868 | 0.2095 | 1.8872 | 2.219 | 0.0971 | 1.9866 | 0.44223 | 0.013898 | 0.52055 | 0.45073 | 0.11294 | 0.079945 | 8.9277 | 8.686 | 13.8491
87 | 38545.0559 | 0.85576 | 0.81224 | 1.2088 | 1.5467 | 11.8929 | 3.4758 | 2.4332 | 1.4808 | 0.98392 | 0.024419 | 6.9123 | 3.8907 | 0.43495 | 0.35614 | 0.12038 | 0.36033 | 0.083157 | 0.12481 | 0.4672 | 0.19411 | 2.3256 | 2.4766 | 0.092106 | 2.0853 | 0.39394 | 0.013883 | 0.57891 | 0.42808 | 0.14363 | 0.072266 | 7.749 | 6.8907 | 10.5327
88 | 42569.8881 | 0.85853 | 0.89403 | 1.4211 | 1.3842 | 13.9668 | 3.1955 | 2.3102 | 0.70833 | 0.21324 | 0.020675 | 9.6321 | 0.76066 | 0.28237 | 0.34676 | 0.15186 | 0.32685 | 0.086386 | 0.12523 | 0.4119 | 0.17933 | 2.3015 | 2.1974 | 0.095445 | 1.9269 | 0.39069 | 0.012584 | 0.55784 | 0.41748 | 0.10244 | 0.075143 | 9.5763 | 8.2383 | 9.4521
89 | 46197.9196 | 0.88774 | 0.97016 | 0.96482 | 1.5261 | 12.7566 | 4.9377 | 2.824 | 0.59324 | 0.34769 | 0.062035 | 6.782 | 3.1882 | 0.17378 | 0.27239 | 0.14641 | 0.3236 | 0.071138 | 0.13377 | 0.48664 | 0.20924 | 2.4131 | 2.5284 | 0.096866 | 2.1055 | 0.37217 | 0.013741 | 0.64417 | 0.46393 | 0.11557 | 0.075462 | 12.1241 | 8.181 | 12.1466
90 | 45674.0453 | 0.81468 | 0.73519 | 1.1947 | 1.7062 | 11.6869 | 1.9719 | 1.9107 | 0.96651 | 0.40735 | 0.050152 | 9.1839 | 2.1334 | 0.15953 | 0.40332 | 0.14719 | 0.32745 | 0.085243 | 0.15105 | 0.45472 | 0.19957 | 2.1559 | 2.3363 | 0.086588 | 1.6852 | 0.37645 | 0.012279 | 0.56033 | 0.48993 | 0.11233 | 0.073293 | 10.1296 | 8.4704 | 15.3458
91 | 39933.2751 | 0.88157 | 0.78739 | 1.0216 | 1.3424 | 8.0645 | 2.8661 | 1.9074 | 0.89572 | 0.2861 | 0.064027 | 7.6787 | 2.7421 | 0.23936 | 0.30928 | 0.14048 | 0.34009 | 0.086396 | 0.13988 | 0.50908 | 0.21248 | 2.7193 | 2.2412 | 0.10032 | 1.686 | 0.4509 | 0.011277 | 0.52712 | 0.49677 | 0.1056 | 0.072727 | 9.407 | 7.4386 | 14.9273
92 | 54886.7438 | 0.96557 | 0.90835 | 1.2461 | 1.7531 | 12.8529 | 0.8608 | 3.0056 | 0.54714 | 0.084731 | 0.043849 | 7.4802 | 2.4591 | 0.35943 | 0.31023 | 0.11525 | 0.34685 | 0.062116 | 0.13838 | 0.48302 | 0.21423 | 2.3152 | 2.0831 | 0.090423 | 1.5756 | 0.42089 | 0.01437 | 0.55066 | 0.52383 | 0.12902 | 0.071613 | 11.2497 | 9.8975 | 9.8648
93 | 50386.3395 | 0.77974 | 0.8264 | 1.0545 | 1.6183 | 13.683 | 3.2794 | 3.8759 | 1.6208 | 0.29567 | 0.036062 | 9.6694 | 3.6713 | 0.42858 | 0.33269 | 0.1423 | 0.30113 | 0.074371 | 0.13075 | 0.49759 | 0.17136 | 2.186 | 1.8955 | 0.10933 | 1.5424 | 0.37822 | 0.014543 | 0.55161 | 0.43764 | 0.12532 | 0.073314 | 6.526 | 6.8162 | 11.7076
94 | 50198.7569 | 0.98506 | 0.74415 | 1.4723 | 1.8566 | 9.5662 | 1.4413 | 2.4444 | 1.2809 | 0.24251 | 0.067014 | 7.5514 | 1.7231 | 0.23882 | 0.27931 | 0.14722 | 0.34483 | 0.076714 | 0.13948 | 0.4824 | 0.20419 | 2.0867 | 2.6549 | 0.10075 | 1.9132 | 0.44877 | 0.013643 | 0.61 | 0.40698 | 0.12453 | 0.084383 | 10.1493 | 7.1588 | 9.1205
95 | 43946.8825 | 0.83754 | 0.84023 | 1.1792 | 1.6708 | 8.6329 | 4.6077 | 3.7239 | 1.8244 | 0.69781 | 0.079145 | 9.7497 | 1.9522 | 0.28346 | 0.35813 | 0.1563 | 0.35237 | 0.080129 | 0.1521 | 0.53213 | 0.20728 | 2.5263 | 1.9859 | 0.082808 | 1.8668 | 0.37978 | 0.01342 | 0.53419 | 0.52477 | 0.095109 | 0.059973 | 6.9854 | 9.0575 | 10.0276
96 | 49989.9123 | 0.88319 | 0.9017 | 1.1617 | 1.6383 | 11.1347 | 3.1185 | 1.4756 | 0.42189 | 0.58689 | 0.031295 | 7.6674 | 1.7099 | 0.38312 | 0.2819 | 0.13303 | 0.31273 | 0.079907 | 0.10568 | 0.47653 | 0.20178 | 2.0748 | 2.3376 | 0.07744 | 1.7377 | 0.49314 | 0.013544 | 0.60184 | 0.55012 | 0.10704 | 0.069138 | 10.0625 | 7.9048 | 14.7137
97 | 42603.9566 | 0.76889 | 0.78094 | 0.96679 | 1.7131 | 12.1959 | 3.0286 | 1.7077 | 1.2518 | 1.1858 | 0.024137 | 7.6964 | 3.9926 | 0.21991 | 0.31474 | 0.16507 | 0.33408 | 0.068936 | 0.11064 | 0.43713 | 0.19261 | 1.9759 | 2.3104 | 0.076319 | 2.1178 | 0.39469 | 0.014557 | 0.45157 | 0.5039 | 0.12845 | 0.071347 | 8.7958 | 7.8458 | 12.8906
98 | 42681.3795 | 0.98644 | 0.96717 | 1.0981 | 1.718 | 13.6359 | 2.1127 | 0.81887 | 1.9433 | 0.29741 | 0.055636 | 9.3984 | 2.8975 | 0.34901 | 0.35973 | 0.13345 | 0.35758 | 0.074937 | 0.12258 | 0.45718 | 0.17019 | 2.4536 | 1.9906 | 0.087429 | 1.8383 | 0.40822 | 0.014178 | 0.67727 | 0.41487 | 0.1127 | 0.069878 | 9.5444 | 8.63 | 14.5777
99 | 51791.9946 | 0.81506 | 0.79952 | 1.2768 | 1.3059 | 7.8215 | 0.72296 | 3.7628 | 1.1868 | 0.85656 | 0.078942 | 6.5135 | 2.295 | 0.11275 | 0.35387 | 0.12195 | 0.35622 | 0.081347 | 0.099885 | 0.43313 | 0.19055 | 2.2717 | 2.0175 | 0.088965 | 1.7209 | 0.51626 | 0.012386 | 0.49705 | 0.46506 | 0.14385 | 0.073204 | 11.0783 | 6.9622 | 9.1649
100 | 52583.7824 | 0.95443 | 0.78141 | 1.3202 | 1.2812 | 8.2324 | 4.3205 | 0.75835 | 0.59777 | 1.1068 | 0.063547 | 9.1642 | 3.4038 | 0.22186 | 0.39864 | 0.14096 | 0.32152 | 0.08438 | 0.13393 | 0.4458 | 0.20199 | 2.1584 | 1.9162 | 0.095864 | 1.9829 | 0.43877 | 0.013364 | 0.50038 | 0.55238 | 0.12288 | 0.070238 | 6.6219 | 8.7951 | 15.5196
101 | 43455.5026 | 0.92302 | 0.95546 | 1.4769 | 1.5713 | 15.4172 | 2.0551 | 2.2226 | 0.79013 | 0.73436 | 0.06877 | 9.8768 | 2.7864 | 0.2792 | 0.35366 | 0.10999 | 0.31886 | 0.089753 | 0.10409 | 0.40195 | 0.1901 | 2.0006 | 1.9635 | 0.09605 | 1.8751 | 0.47903 | 0.013758 | 0.45011 | 0.55413 | 0.13257 | 0.064883 | 7.6668 | 6.6975 | 9.6015
102 | 42257.9898 | 0.95665 | 0.90668 | 1.0733 | 1.7386 | 12.4981 | 3.6142 | 1.9924 | 0.68131 | 0.93959 | 0.039029 | 7.449 | 1.3409 | 0.34406 | 0.29819 | 0.10869 | 0.35427 | 0.090026 | 0.11507 | 0.39216 | 0.19752 | 2.0048 | 2.2977 | 0.098094 | 2.0673 | 0.48023 | 0.013471 | 0.56548 | 0.44389 | 0.12382 | 0.069078 | 11.7411 | 9.0315 | 14.3354
103 | 47266.4637 | 0.81596 | 0.76319 | 1.3573 | 1.3996 | 10.3514 | 1.3621 | 2.7225 | 1.0657 | 1.0306 | 0.065937 | 7.687 | 0.87834 | 0.387 | 0.36308 | 0.12122 | 0.34703 | 0.067777 | 0.11623 | 0.52453 | 0.1979 | 2.1367 | 1.7588 | 0.077257 | 1.7695 | 0.46419 | 0.013969 | 0.54495 | 0.58324 | 0.11733 | 0.061283 | 9.525 | 6.3198 | 15.2375
104 | 46689.689 | 0.86302 | 0.73121 | 1.2599 | 1.2534 | 11.8695 | 2.2479 | 0.66397 | 1.7454 | 0.42188 | 0.048574 | 9.8696 | 0.92535 | 0.28015 | 0.35089 | 0.12133 | 0.327 | 0.089452 | 0.15686 | 0.41861 | 0.19937 | 2.4278 | 2.2908 | 0.078131 | 1.8444 | 0.48296 | 0.014278 | 0.52034 | 0.4308 | 0.11975 | 0.075816 | 7.0095 | 8.5598 | 8.5902
105 | 50160.5034 | 0.80962 | 0.78152 | 1.1958 | 1.7894 | 6.5241 | 3.905 | 1.0913 | 1.1043 | 0.8493 | 0.060924 | 8.2574 | 2.9673 | 0.24704 | 0.35954 | 0.14418 | 0.35681 | 0.077254 | 0.15883 | 0.49346 | 0.23324 | 2.508 | 2.4818 | 0.097802 | 1.8323 | 0.46474 | 0.013403 | 0.53701 | 0.45462 | 0.11405 | 0.064665 | 10.0668 | 7.5176 | 11.5196
106 | 47645.7229 | 0.80263 | 0.82753 | 1.3987 | 1.363 | 12.814 | 4.571 | 3.0609 | 1.0618 | 1.1835 | 0.02706 | 9.31 | 2.1925 | 0.28772 | 0.35293 | 0.13445 | 0.35358 | 0.085117 | 0.14534 | 0.36683 | 0.19932 | 2.0669 | 2.5067 | 0.083735 | 1.6912 | 0.48713 | 0.012593 | 0.56862 | 0.45865 | 0.13034 | 0.061533 | 10.8812 | 9.0606 | 11.1972
107 | 50186.2051 | 0.91043 | 0.73056 | 1.2247 | 1.3967 | 8.9752 | 2.2899 | 2.4054 | 1.4871 | 0.38974 | 0.056883 | 6.5088 | 1.2123 | 0.18735 | 0.38425 | 0.15381 | 0.31184 | 0.086827 | 0.15121 | 0.49029 | 0.1996 | 2.1574 | 2.1346 | 0.075259 | 1.7827 | 0.45288 | 0.011815 | 0.50667 | 0.52086 | 0.098712 | 0.082717 | 7.3331 | 6.2631 | 13.3486
108 | 51100.1811 | 0.92743 | 0.81911 | 1.5408 | 1.8263 | 15.0161 | 2.7866 | 0.65361 | 0.53273 | 0.69942 | 0.026371 | 6.7234 | 3.3294 | 0.25161 | 0.35223 | 0.15569 | 0.35748 | 0.069707 | 0.13956 | 0.4473 | 0.16493 | 2.0802 | 2.4976 | 0.096874 | 1.9737 | 0.47631 | 0.011852 | 0.47231 | 0.45666 | 0.12079 | 0.072975 | 9.2535 | 6.949 | 8.8855
109 | 44669.8646 | 0.76727 | 0.93157 | 1.4806 | 1.3467 | 9.9682 | 3.9454 | 0.52501 | 0.67804 | 0.91325 | 0.060538 | 7.6277 | 0.58774 | 0.26179 | 0.33557 | 0.14105 | 0.35533 | 0.072952 | 0.13451 | 0.40085 | 0.17896 | 2.4299 | 2.2444 | 0.085625 | 2.0047 | 0.46075 | 0.013936 | 0.49526 | 0.45982 | 0.1291 | 0.073502 | 9.8614 | 9.0988 | 8.211
110 | 44578.549 | 0.99528 | 0.94342 | 1.3717 | 1.6877 | 11.9971 | 1.1486 | 0.71339 | 0.59999 | 0.14512 | 0.034649 | 7.2276 | 2.8668 | 0.38237 | 0.36796 | 0.15928 | 0.32916 | 0.08159 | 0.14585 | 0.5195 | 0.19947 | 2.2651 | 2.2557 | 0.072979 | 1.7973 | 0.44623 | 0.010688 | 0.59456 | 0.50505 | 0.10926 | 0.081232 | 6.3968 | 8.3696 | 8.7351
111 | 38739.024 | 0.93753 | 0.92071 | 1.5067 | 1.1868 | 11.6341 | 3.7084 | 2.9888 | 0.93274 | 0.83652 | 0.055004 | 6.5831 | 3.9136 | 0.30548 | 0.36102 | 0.13204 | 0.33985 | 0.07604 | 0.15019 | 0.50428 | 0.2098 | 2.5059 | 2.3846 | 0.087806 | 1.7909 | 0.4173 | 0.01407 | 0.48172 | 0.51413 | 0.096621 | 0.05624 | 5.4293 | 9.0526 | 14.2421
112 | 40669.7561 | 0.96817 | 0.93511 | 1.5139 | 1.2642 | 6.9778 | 2.7359 | 0.96387 | 1.2388 | 0.61599 | 0.057133 | 6.4664 | 3.6568 | 0.13926 | 0.30943 | 0.16466 | 0.34199 | 0.07403 | 0.12306 | 0.40746 | 0.21953 | 2.0026 | 2.1574 | 0.086287 | 1.5005 | 0.39183 | 0.013591 | 0.61208 | 0.43082 | 0.10493 | 0.074545 | 11.3465 | 9.8344 | 11.0998
113 | 46924.4487 | 0.8739 | 0.86611 | 1.2699 | 1.3777 | 6.8119 | 1.6119 | 3.9827 | 1.3695 | 0.094722 | 0.052604 | 8.9781 | 3.138 | 0.13957 | 0.34845 | 0.16933 | 0.3889 | 0.090971 | 0.10793 | 0.45637 | 0.23334 | 2.3098 | 2.0043 | 0.095257 | 2.1104 | 0.42243 | 0.015778 | 0.50216 | 0.4274 | 0.12431 | 0.077483 | 10.2634 | 6.476 | 9.4113
114 | 48675.3107 | 0.94579 | 0.98413 | 1.3002 | 1.152 | 10.3436 | 2.2355 | 0.74517 | 0.59521 | 0.96729 | 0.057972 | 7.3652 | 3.7572 | 0.17682 | 0.39164 | 0.13305 | 0.36677 | 0.068743 | 0.12066 | 0.43377 | 0.16735 | 2.5979 | 2.2085 | 0.078616 | 1.6159 | 0.42418 | 0.012866 | 0.66401 | 0.4866 | 0.12301 | 0.072295 | 11.1655 | 9.12 | 8.5984
115 | 48440.7736 | 0.87588 | 0.86949 | 1.1604 | 1.8525 | 13.6988 | 4.523 | 2.3461 | 0.7452 | 0.99944 | 0.046409 | 7.4269 | 2.9846 | 0.11055 | 0.36267 | 0.1183 | 0.3364 | 0.07253 | 0.13982 | 0.43154 | 0.22442 | 2.4247 | 2.0218 | 0.07869 | 1.9858 | 0.52292 | 0.012497 | 0.56324 | 0.49374 | 0.13111 | 0.072092 | 9.2944 | 7.6554 | 14.9166
116 | 43073.6942 | 0.75585 | 0.96343 | 1.4069 | 1.4776 | 14.2801 | 2.8038 | 0.95049 | 0.78007 | 0.23618 | 0.046233 | 8.1411 | 1.878 | 0.17089 | 0.39569 | 0.13232 | 0.303 | 0.075524 | 0.1105 | 0.47909 | 0.18721 | 2.4401 | 2.3533 | 0.097122 | 1.9095 | 0.4435 | 0.012008 | 0.64108 | 0.39872 | 0.14043 | 0.078339 | 5.9898 | 8.2124 | 9.4598
117 | 51440.6025 | 0.75042 | 0.95482 | 1.3744 | 1.4754 | 11.5549 | 4.4105 | 2.4649 | 1.9988 | 1.1487 | 0.063131 | 9.895 | 2.096 | 0.16302 | 0.31238 | 0.14605 | 0.28178 | 0.073779 | 0.14828 | 0.52758 | 0.24427 | 2.1037 | 2.2152 | 0.087855 | 2.1355 | 0.50423 | 0.010909 | 0.52534 | 0.56713 | 0.10457 | 0.070584 | 10.0901 | 7.2709 | 8.793
118 | 53466.4334 | 0.79456 | 0.75477 | 1.2889 | 1.7359 | 10.4556 | 4.687 | 2.4787 | 1.8035 | 0.74103 | 0.067861 | 6.4908 | 0.54953 | 0.42162 | 0.35696 | 0.16004 | 0.37531 | 0.067426 | 0.13668 | 0.45484 | 0.1564 | 2.5609 | 2.3148 | 0.086376 | 1.9756 | 0.37888 | 0.01134 | 0.65096 | 0.59626 | 0.11811 | 0.061066 | 8.9397 | 9.9757 | 9.2586
119 | 47672.8946 | 0.91656 | 0.89654 | 0.97457 | 1.7922 | 14.5288 | 3.463 | 1.0835 | 1.5713 | 0.1701 | 0.055884 | 9.8514 | 3.3017 | 0.15394 | 0.2711 | 0.14179 | 0.27313 | 0.086465 | 0.11483 | 0.53443 | 0.21707 | 2.3899 | 2.2121 | 0.091302 | 1.9836 | 0.44309 | 0.012579 | 0.58196 | 0.54764 | 0.12824 | 0.075044 | 8.2666 | 6.6296 | 8.6265
120 | 53570.6894 | 0.82095 | 0.8464 | 1.1955 | 1.5793 | 9.7973 | 4.3303 | 0.60127 | 1.2915 | 0.92448 | 0.03737 | 6.9914 | 3.8051 | 0.36384 | 0.3903 | 0.14288 | 0.38859 | 0.094767 | 0.13082 | 0.40689 | 0.24251 | 2.204 | 2.2585 | 0.09913 | 2.1699 | 0.44587 | 0.012442 | 0.60337 | 0.4578 | 0.11987 | 0.071381 | 10.5575 | 9.5832 | 13.0335
121 | 52930.8138 | 0.75257 | 0.74595 | 1.1367 | 1.7518 | 11.2868 | 2.8503 | 2.5108 | 1.2083 | 0.47407 | 0.056639 | 7.3579 | 1.9255 | 0.27151 | 0.37277 | 0.15263 | 0.35147 | 0.079816 | 0.1216 | 0.45091 | 0.17575 | 2.7091 | 1.8394 | 0.084582 | 2.1868 | 0.44288 | 0.014337 | 0.54073 | 0.48479 | 0.10696 | 0.069788 | 8.0675 | 6.0695 | 10.285
122 | 38599.7452 | 0.76431 | 0.74726 | 1.522 | 1.8345 | 13.3604 | 3.6802 | 3.4221 | 1.4888 | 0.50007 | 0.034993 | 7.7576 | 1.1776 | 0.39226 | 0.32173 | 0.13746 | 0.37079 | 0.090814 | 0.13331 | 0.43291 | 0.19525 | 1.9091 | 2.3304 | 0.074544 | 2.0187 | 0.41987 | 0.013395 | 0.64511 | 0.50491 | 0.11711 | 0.081977 | 10.1396 | 7.88 | 14.355
123 | 44624.1202 | 0.93284 | 0.74322 | 0.94177 | 1.7801 | 13.3018 | 2.443 | 1.8328 | 0.76683 | 0.1256 | 0.046974 | 7.7362 | 1.3377 | 0.42628 | 0.30479 | 0.11561 | 0.3174 | 0.0905 | 0.13691 | 0.43626 | 0.20152 | 1.9065 | 1.9675 | 0.085357 | 1.807 | 0.39614 | 0.011375 | 0.52973 | 0.40525 | 0.11482 | 0.0565 | 8.7171 | 9.5593 | 11.5092
124 | 38985.9182 | 0.78787 | 0.86469 | 1.074 | 1.8175 | 7.3233 | 4.6608 | 2.448 | 1.7503 | 0.50172 | 0.032452 | 9.3211 | 1.0801 | 0.29435 | 0.35631 | 0.15991 | 0.34462 | 0.088048 | 0.12094 | 0.46384 | 0.21623 | 2.1562 | 1.9017 | 0.089355 | 1.4868 | 0.41511 | 0.01311 | 0.47755 | 0.48645 | 0.12337 | 0.0541 | 8.1217 | 6.1613 | 13.6134
125 | 48024.3273 | 0.84776 | 0.90003 | 1.5037 | 1.3473 | 12.3139 | 2.8949 | 3.024 | 1.6748 | 0.51795 | 0.035175 | 8.7706 | 1.6499 | 0.19274 | 0.34187 | 0.16198 | 0.39397 | 0.083395 | 0.12586 | 0.48507 | 0.21757 | 2.1822 | 2.1803 | 0.085111 | 1.8365 | 0.46389 | 0.011083 | 0.53686 | 0.45499 | 0.099634 | 0.07711 | 9.3739 | 6.4313 | 12.5304
126 | 40820.3169 | 0.77181 | 0.98172 | 1.4206 | 1.2106 | 13.6018 | 2.3199 | 2.8459 | 1.6771 | 0.66252 | 0.04316 | 8.9846 | 0.74721 | 0.30719 | 0.36338 | 0.10913 | 0.34359 | 0.07275 | 0.12525 | 0.47354 | 0.15477 | 2.1042 | 2.1751 | 0.090623 | 1.5367 | 0.43317 | 0.013963 | 0.54296 | 0.51942 | 0.11995 | 0.066976 | 10.1695 | 8.1636 | 15.3314
127 | 50309.5642 | 0.85332 | 0.96907 | 1.3428 | 1.4695 | 10.2107 | 2.9611 | 1.405 | 1.1844 | 0.68604 | 0.046004 | 6.4211 | 3.4966 | 0.21177 | 0.38684 | 0.15623 | 0.29205 | 0.082543 | 0.13933 | 0.37969 | 0.19158 | 2.0252 | 2.6977 | 0.090205 | 1.991 | 0.43225 | 0.014315 | 0.52601 | 0.48695 | 0.12184 | 0.061772 | 7.396 | 6.5894 | 10.0753
128 | 45043.2398 | 0.81114 | 0.83484 | 0.94261 | 1.5706 | 12.4098 | 4.9849 | 2.8666 | 1.9882 | 0.44639 | 0.069413 | 8.183 | 2.8836 | 0.26373 | 0.33858 | 0.16162 | 0.35559 | 0.083549 | 0.14947 | 0.46564 | 0.18756 | 1.9906 | 2.3099 | 0.07783 | 1.8936 | 0.3746 | 0.012138 | 0.65875 | 0.45587 | 0.093791 | 0.082165 | 11.8151 | 9.6684 | 10.4344
129 | 47791.3203 | 0.7572 | 0.98267 | 1.0579 | 1.3408 | 11.1821 | 3.5952 | 1.2314 | 1.3641 | 0.64908 | 0.063352 | 9.4471 | 0.89369 | 0.41056 | 0.33859 | 0.15529 | 0.30486 | 0.070243 | 0.14862 | 0.53043 | 0.1925 | 1.9167 | 2.4671 | 0.0942 | 1.4908 | 0.41909 | 0.014905 | 0.6402 | 0.53282 | 0.12886 | 0.064717 | 12.638 | 6.1405 | 14.4386
130 | 44739.785 | 0.8048 | 0.88371 | 1.4174 | 1.5488 | 13.1259 | 2.6862 | 2.1173 | 1.1031 | 0.55804 | 0.033613 | 9.0041 | 1.9578 | 0.18475 | 0.34146 | 0.12489 | 0.3337 | 0.07764 | 0.11598 | 0.37664 | 0.20237 | 2.5013 | 2.4126 | 0.084438 | 2.2104 | 0.43715 | 0.013133 | 0.61703 | 0.55562 | 0.099566 | 0.081002 | 10.0067 | 9.8577 | 8.0336
131 | 52351.1192 | 0.94609 | 0.96271 | 1.4921 | 1.6489 | 14.8792 | 4.0641 | 1.0002 | 1.9195 | 0.2661 | 0.052031 | 7.6715 | 2.6427 | 0.36796 | 0.37772 | 0.13973 | 0.39515 | 0.07195 | 0.13553 | 0.39389 | 0.23078 | 2.1979 | 2.0992 | 0.085738 | 2.0682 | 0.48369 | 0.012676 | 0.56216 | 0.48401 | 0.11501 | 0.073357 | 12.4398 | 9.6436 | 13.3595
132 | 45534.8223 | 0.87745 | 0.93383 | 1.065 | 1.3412 | 11.7521 | 1.7166 | 0.76489 | 1.0795 | 0.50612 | 0.022623 | 9.5172 | 3.7184 | 0.35024 | 0.38318 | 0.12452 | 0.31232 | 0.08243 | 0.13976 | 0.4283 | 0.21822 | 2.2235 | 2.357 | 0.078021 | 2.0113 | 0.53201 | 0.012576 | 0.51897 | 0.46385 | 0.13801 | 0.075918 | 10.8113 | 7.6882 | 15.4407
133 | 41088.7717 | 0.937 | 0.86584 | 1.3321 | 1.3348 | 13.8472 | 3.4785 | 1.784 | 0.52219 | 1.0864 | 0.040854 | 9.4999 | 3.3198 | 0.43571 | 0.38762 | 0.13147 | 0.3367 | 0.085071 | 0.11695 | 0.46431 | 0.2169 | 2.6307 | 2.3578 | 0.090483 | 1.9252 | 0.34003 | 0.013773 | 0.56722 | 0.53656 | 0.10032 | 0.063133 | 7.8729 | 8.2648 | 10.2189
134 | 42677.3342 | 0.97818 | 0.93451 | 1.3483 | 1.524 | 13.1691 | 1.6582 | 2.9486 | 1.3814 | 0.4859 | 0.028556 | 8.8958 | 2.7986 | 0.36009 | 0.32085 | 0.13951 | 0.33038 | 0.092399 | 0.10897 | 0.37335 | 0.20703 | 2.6188 | 2.3698 | 0.1011 | 2.0561 | 0.40041 | 0.012618 | 0.61327 | 0.49845 | 0.11744 | 0.066946 | 12.5536 | 8.8948 | 9.0476
135 | 54558.7097 | 0.82527 | 0.80738 | 1.0724 | 1.1613 | 8.8877 | 3.8897 | 1.0996 | 1.516 | 0.46042 | 0.020605 | 9.8294 | 3.4148 | 0.3559 | 0.37362 | 0.15481 | 0.39219 | 0.089247 | 0.14964 | 0.4905 | 0.20839 | 2.603 | 2.7097 | 0.089857 | 2.2333 | 0.44975 | 0.012543 | 0.5574 | 0.48384 | 0.11078 | 0.079379 | 7.1025 | 9.8361 | 14.4637
136 | 43944.1041 | 0.75904 | 0.83834 | 1.1282 | 1.5117 | 14.5593 | 2.5212 | 1.9731 | 1.4954 | 0.07955 | 0.038832 | 6.0363 | 1.8295 | 0.17793 | 0.318 | 0.12812 | 0.33627 | 0.066861 | 0.11183 | 0.5099 | 0.18381 | 2.0438 | 2.3716 | 0.088482 | 1.8877 | 0.47513 | 0.014188 | 0.603 | 0.45099 | 0.098268 | 0.080752 | 14.237 | 6.0946 | 9.703
137 | 49267.8478 | 0.75365 | 0.72107 | 0.98475 | 1.8026 | 12.2389 | 1.3572 | 1.4554 | 0.84084 | 0.37293 | 0.021926 | 8.459 | 3.7512 | 0.15735 | 0.39684 | 0.14713 | 0.31426 | 0.080933 | 0.14441 | 0.37401 | 0.16401 | 1.9635 | 2.1364 | 0.090512 | 1.8094 | 0.38696 | 0.010638 | 0.59873 | 0.46046 | 0.11999 | 0.081793 | 7.2501 | 7.2632 | 8.2601
138 | 35920.3628 | 0.75219 | 0.84259 | 0.94401 | 1.7547 | 10.3217 | 2.6088 | 1.6311 | 1.9571 | 0.27223 | 0.054367 | 8.9607 | 0.60745 | 0.29106 | 0.28382 | 0.13527 | 0.35785 | 0.064772 | 0.12928 | 0.39157 | 0.17664 | 1.8953 | 2.3056 | 0.094884 | 1.9248 | 0.37138 | 0.012964 | 0.54532 | 0.50161 | 0.1449 | 0.068998 | 11.4274 | 9.2327 | 15.534
139 | 41909.5861 | 0.92863 | 0.75277 | 1.1669 | 1.4119 | 11.7225 | 1.9079 | 3.4838 | 1.883 | 0.16037 | 0.072512 | 7.4146 | 0.63133 | 0.30054 | 0.39177 | 0.13922 | 0.35988 | 0.092423 | 0.13802 | 0.47528 | 0.19104 | 2.1622 | 2.1952 | 0.099545 | 1.655 | 0.50306 | 0.01424 | 0.57113 | 0.42221 | 0.095237 | 0.066924 | 9.8397 | 9.0411 | 8.7411
140 | 46250.8969 | 0.9409 | 0.88007 | 1.0011 | 1.2369 | 11.5503 | 2.4469 | 2.4029 | 0.72603 | 0.43512 | 0.06043 | 9.5546 | 1.2238 | 0.23126 | 0.39448 | 0.12797 | 0.32055 | 0.075548 | 0.12951 | 0.3996 | 0.2328 | 2.0572 | 2.2529 | 0.098664 | 1.8891 | 0.34204 | 0.013041 | 0.53211 | 0.3692 | 0.13787 | 0.076321 | 8.2234 | 6.1372 | 11.7183
141 | 46308.0772 | 0.77057 | 0.94928 | 1.4733 | 1.3597 | 12.1844 | 2.6556 | 0.97826 | 1.0451 | 0.7448 | 0.061417 | 7.1523 | 0.82178 | 0.42242 | 0.39426 | 0.15296 | 0.29945 | 0.086901 | 0.15653 | 0.4968 | 0.21304 | 2.0152 | 2.3418 | 0.090781 | 1.7455 | 0.52542 | 0.011926 | 0.51913 | 0.43013 | 0.12779 | 0.057985 | 10.532 | 6.9047 | 15.6342
142 | 46945.7409 | 0.77504 | 0.8073 | 1.1598 | 1.5777 | 7.2954 | 1.1681 | 2.6042 | 1.7835 | 0.66014 | 0.057781 | 7.8539 | 1.8155 | 0.4088 | 0.36973 | 0.13341 | 0.32324 | 0.08505 | 0.15788 | 0.5092 | 0.21261 | 2.1775 | 2.2028 | 0.088313 | 1.8755 | 0.38491 | 0.011969 | 0.6618 | 0.40874 | 0.10811 | 0.069201 | 11.7559 | 9.3038 | 13.7743
143 | 47340.8182 | 0.86284 | 0.93585 | 1.2303 | 1.6613 | 9.6456 | 2.3862 | 0.8397 | 1.6677 | 0.65635 | 0.053684 | 8.135 | 1.7515 | 0.35132 | 0.30752 | 0.13868 | 0.30824 | 0.068701 | 0.14329 | 0.45269 | 0.19423 | 2.0853 | 2.2614 | 0.10521 | 2.1891 | 0.50067 | 0.012999 | 0.50467 | 0.49984 | 0.12706 | 0.055751 | 9.6656 | 9.9894 | 8.7202
144 | 48379.1576 | 0.82243 | 0.8935 | 1.3507 | 1.4665 | 13.0645 | 1.7076 | 1.8426 | 0.66425 | 0.14253 | 0.076988 | 8.3295 | 3.8111 | 0.34975 | 0.31578 | 0.12699 | 0.3449 | 0.076135 | 0.12486 | 0.40552 | 0.19301 | 2.0931 | 2.7157 | 0.089804 | 1.4582 | 0.43829 | 0.010105 | 0.60857 | 0.50852 | 0.12486 | 0.064945 | 9.7965 | 9.8642 | 9.0548
145 | 38461.7957 | 0.81618 | 0.91889 | 1.2551 | 1.5672 | 15.1779 | 3.4667 | 1.8456 | 1.0235 | 0.52547 | 0.025032 | 6.4855 | 1.3173 | 0.30603 | 0.28237 | 0.11887 | 0.31282 | 0.093124 | 0.11259 | 0.43417 | 0.23069 | 2.2817 | 2.1771 | 0.089489 | 1.5381 | 0.43531 | 0.013273 | 0.53501 | 0.46012 | 0.1129 | 0.078175 | 11.0235 | 9.7514 | 14.1661
146 | 42743.4598 | 0.88581 | 0.74774 | 0.98992 | 1.4281 | 8.4528 | 1.6417 | 3.1222 | 1.2063 | 0.054736 | 0.067936 | 9.1035 | 0.50241 | 0.3975 | 0.35999 | 0.12955 | 0.29913 | 0.087313 | 0.12129 | 0.4364 | 0.18102 | 2.1767 | 1.9263 | 0.10022 | 1.6366 | 0.41688 | 0.010853 | 0.57127 | 0.50712 | 0.13525 | 0.083736 | 11.1052 | 9.1696 | 13.7285
147 | 39526.8817 | 0.83439 | 0.85918 | 1.0055 | 1.638 | 12.2271 | 2.6614 | 3.8483 | 0.83183 | 0.25017 | 0.049409 | 8.8987 | 2.2698 | 0.21585 | 0.34891 | 0.1293 | 0.34091 | 0.069231 | 0.13927 | 0.46427 | 0.21055 | 1.8293 | 2.3323 | 0.09348 | 1.7128 | 0.44462 | 0.0099535 | 0.51776 | 0.48889 | 0.12735 | 0.071213 | 9.5143 | 6.6045 | 11.2578
148 | 38682.9829 | 0.92574 | 0.74182 | 1.0756 | 1.202 | 12.6576 | 1.7751 | 3.7179 | 0.91246 | 0.59077 | 0.072641 | 8.0286 | 3.8802 | 0.39471 | 0.36153 | 0.15354 | 0.32236 | 0.082817 | 0.13643 | 0.51693 | 0.19337 | 2.2388 | 2.0612 | 0.087922 | 2.018 | 0.3992 | 0.015222 | 0.55169 | 0.4769 | 0.12815 | 0.063249 | 5.9592 | 8.7539 | 15.4825
149 | 51038.1489 | 0.90104 | 0.86347 | 0.95738 | 1.7987 | 10.8794 | 2.5872 | 2.1063 | 0.63493 | 0.67837 | 0.049739 | 8.7628 | 1.0227 | 0.4163 | 0.36456 | 0.16313 | 0.33518 | 0.09464 | 0.12681 | 0.42388 | 0.19171 | 1.9703 | 2.3174 | 0.08434 | 1.9045 | 0.4217 | 0.014201 | 0.51056 | 0.47806 | 0.12546 | 0.053283 | 11.6736 | 9.9955 | 8.2843
150 | 49434.6341 | 0.99796 | 0.86223 | 1.4011 | 1.7401 | 8.0094 | 1.6046 | 1.9654 | 1.4646 | 1.0294 | 0.038349 | 6.2829 | 1.0024 | 0.20355 | 0.38218 | 0.1435 | 0.30911 | 0.071814 | 0.15527 | 0.41696 | 0.15831 | 2.3522 | 1.7648 | 0.096496 | 2.2666 | 0.53407 | 0.013201 | 0.50479 | 0.54295 | 0.12006 | 0.071626 | 8.9667 | 9.3493 | 9.7895
151 | 41489.6451 | 0.99521 | 0.96208 | 1.3813 | 1.1944 | 10.0501 | 2.7945 | 1.0373 | 1.4919 | 0.75377 | 0.049273 | 6.4042 | 0.56533 | 0.15163 | 0.27288 | 0.14008 | 0.32423 | 0.093927 | 0.11759 | 0.43831 | 0.22318 | 2.1611 | 2.2092 | 0.092134 | 1.9969 | 0.38299 | 0.014503 | 0.57225 | 0.57932 | 0.11478 | 0.074535 | 9.8178 | 7.9252 | 15.675
152 | 48239.9644 | 0.83518 | 0.82347 | 1.3208 | 1.7967 | 12.0334 | 2.5586 | 3.1807 | 1.1289 | 0.50499 | 0.056257 | 7.7824 | 2.5421 | 0.30382 | 0.34215 | 0.11957 | 0.32731 | 0.086006 | 0.14735 | 0.4877 | 0.17482 | 1.997 | 2.4621 | 0.094989 | 2.1886 | 0.48477 | 0.015655 | 0.64131 | 0.4495 | 0.11346 | 0.062019 | 11.8439 | 7.5527 | 9.5415
153 | 45212.7038 | 0.83343 | 0.97701 | 1.4342 | 1.6636 | 9.104 | 4.7858 | 1.0294 | 1.7038 | 0.47633 | 0.064238 | 6.6664 | 2.2347 | 0.25712 | 0.36382 | 0.1463 | 0.3436 | 0.079503 | 0.13793 | 0.46448 | 0.18662 | 2.2763 | 2.3236 | 0.1036 | 1.5591 | 0.46675 | 0.012395 | 0.61886 | 0.53685 | 0.12219 | 0.072454 | 10.0288 | 6.9861 | 9.2857
154 | 50874.3348 | 0.92543 | 0.98863 | 1.3424 | 1.8282 | 11.0335 | 3.7819 | 0.97485 | 0.73852 | 0.38902 | 0.054685 | 7.86 | 2.4168 | 0.43372 | 0.38639 | 0.11302 | 0.41546 | 0.065829 | 0.14008 | 0.4032 | 0.19853 | 1.9715 | 2.1786 | 0.088857 | 1.8723 | 0.42689 | 0.012986 | 0.54303 | 0.51462 | 0.096407 | 0.064561 | 9.6872 | 7.0532 | 15.6707
155 | 38952.0972 | 0.89152 | 0.88713 | 1.2338 | 1.4713 | 6.1254 | 1.5915 | 0.81076 | 0.55414 | 0.083228 | 0.069496 | 7.0125 | 2.0581 | 0.43866 | 0.30195 | 0.15877 | 0.26893 | 0.085378 | 0.10529 | 0.44448 | 0.21406 | 2.0364 | 2.102 | 0.089916 | 2.1114 | 0.47352 | 0.01203 | 0.54669 | 0.4817 | 0.11008 | 0.071644 | 12.7349 | 9.7866 | 9.2093
156 | 47900.3748 | 0.97985 | 0.8492 | 1.0423 | 1.52 | 15.188 | 4.0708 | 1.6222 | 1.62 | 0.64789 | 0.076785 | 6.605 | 1.0652 | 0.38135 | 0.3374 | 0.14597 | 0.28495 | 0.062671 | 0.1389 | 0.49893 | 0.17219 | 2.0562 | 2.1882 | 0.10695 | 1.9908 | 0.37932 | 0.011635 | 0.4916 | 0.53002 | 0.10383 | 0.078814 | 9.3479 | 6.7208 | 14.6631
157 | 45601.3565 | 0.79898 | 0.81723 | 0.99946 | 1.5222 | 13.214 | 1.8686 | 1.7401 | 1.7842 | 0.55669 | 0.048785 | 6.2029 | 3.7138 | 0.29899 | 0.31948 | 0.16127 | 0.34749 | 0.07825 | 0.13639 | 0.46172 | 0.19099 | 2.387 | 2.2478 | 0.086756 | 1.7007 | 0.50792 | 0.013676 | 0.5843 | 0.38004 | 0.11999 | 0.076206 | 7.8588 | 9.5519 | 10.0928
158 | 56277.4323 | 0.91881 | 0.71626 | 1.4276 | 1.1837 | 11.3566 | 2.2656 | 3.9773 | 1.7599 | 0.14897 | 0.044836 | 8.3868 | 3.0059 | 0.13407 | 0.40369 | 0.1208 | 0.31738 | 0.085915 | 0.13765 | 0.48332 | 0.19591 | 2.1716 | 2.1957 | 0.094217 | 2.2376 | 0.48193 | 0.013227 | 0.56391 | 0.54133 | 0.12054 | 0.068187 | 9.811 | 7.8542 | 13.6899
159 | 44856.8256 | 0.75489 | 0.96685 | 1.5451 | 1.7197 | 6.842 | 3.9567 | 3.5013 | 1.9269 | 0.21019 | 0.02625 | 7.5598 | 3.0453 | 0.33558 | 0.3844 | 0.11515 | 0.2546 | 0.094183 | 0.11735 | 0.48497 | 0.20585 | 2.0043 | 2.2148 | 0.090103 | 1.9559 | 0.36067 | 0.011883 | 0.47093 | 0.41715 | 0.14733 | 0.056136 | 13.3087 | 8.621 | 15.11
160 | 40859.2663 | 0.77775 | 0.98199 | 1.4382 | 1.506 | 6.4679 | 2.0655 | 2.5409 | 1.068 | 1.0987 | 0.03238 | 7.6726 | 2.3873 | 0.21712 | 0.35197 | 0.13896 | 0.34859 | 0.094316 | 0.13188 | 0.49826 | 0.22989 | 2.1689 | 2.3344 | 0.095675 | 2.2112 | 0.36758 | 0.011501 | 0.59318 | 0.57381 | 0.10152 | 0.068217 | 11.338 | 6.2684 | 12.1164
161 | 43409.0996 | 0.94258 | 0.80657 | 1.4576 | 1.4681 | 13.642 | 2.275 | 3.6159 | 1.6412 | 0.84019 | 0.037566 | 8.5113 | 2.1358 | 0.13892 | 0.40003 | 0.13668 | 0.37168 | 0.087538 | 0.13636 | 0.41092 | 0.21957 | 1.8121 | 2.1978 | 0.091847 | 2.1728 | 0.41212 | 0.01317 | 0.55763 | 0.41998 | 0.1032 | 0.070545 | 8.0897 | 7.4437 | 11.6996
162 | 43004.7355 | 0.76526 | 0.98663 | 1.4651 | 1.4871 | 12.107 | 2.0998 | 2.9125 | 1.5058 | 0.27143 | 0.032063 | 7.0056 | 1.6986 | 0.14415 | 0.32131 | 0.15265 | 0.40307 | 0.071374 | 0.11618 | 0.50006 | 0.18411 | 2.3274 | 2.0753 | 0.077209 | 1.6315 | 0.44628 | 0.012433 | 0.58364 | 0.40087 | 0.11822 | 0.063474 | 10.1663 | 7.2536 | 9.5768
163 | 50935.0966 | 0.96615 | 0.99152 | 0.98339 | 1.3445 | 10.0727 | 1.8519 | 0.58096 | 1.9974 | 0.153 | 0.027838 | 7.1283 | 0.52764 | 0.41139 | 0.34793 | 0.12715 | 0.36202 | 0.086654 | 0.15413 | 0.40708 | 0.2329 | 2.4327 | 2.3683 | 0.095079 | 1.9955 | 0.52731 | 0.014604 | 0.55056 | 0.53767 | 0.11775 | 0.061576 | 8.2735 | 6.7714 | 11.12
164 | 49597.8644 | 0.87373 | 0.90164 | 1.0676 | 1.73 | 13.5741 | 3.0379 | 3.9366 | 1.3194 | 1.0281 | 0.039211 | 8.8292 | 3.3227 | 0.34431 | 0.33173 | 0.12963 | 0.35448 | 0.08756 | 0.12857 | 0.51368 | 0.2015 | 2.2433 | 1.834 | 0.078892 | 1.5327 | 0.41752 | 0.013499 | 0.53808 | 0.4732 | 0.12672 | 0.073536 | 9.9145 | 6.9746 | 13.5573
165 | 43425.0102 | 0.77905 | 0.77521 | 1.0482 | 1.5291 | 14.2354 | 3.7981 | 2.641 | 1.5395 | 0.78803 | 0.059026 | 9.1227 | 0.94477 | 0.39837 | 0.36711 | 0.12246 | 0.3191 | 0.082502 | 0.13131 | 0.36407 | 0.20086 | 2.1256 | 2.2735 | 0.096409 | 1.5242 | 0.35558 | 0.011249 | 0.54382 | 0.47468 | 0.12665 | 0.076054 | 9.9544 | 9.5001 | 12.1716
166 | 55177.8012 | 0.79119 | 0.73602 | 1.2547 | 1.3187 | 8.1161 | 2.0741 | 3.4421 | 1.4238 | 1.0415 | 0.071515 | 6.9262 | 2.025 | 0.26762 | 0.38791 | 0.12218 | 0.26809 | 0.071686 | 0.12993 | 0.44245 | 0.19644 | 2.1801 | 2.1563 | 0.081402 | 1.9389 | 0.46648 | 0.010709 | 0.61992 | 0.52632 | 0.1219 | 0.062021 | 7.9688 | 7.9105 | 8.6352
167 | 39731.5481 | 0.93099 | 0.71327 | 1.293 | 1.5978 | 14.6996 | 2.4987 | 3.5806 | 1.7364 | 0.86961 | 0.052902 | 9.1958 | 2.9605 | 0.17285 | 0.30884 | 0.14169 | 0.35067 | 0.091498 | 0.1343 | 0.40844 | 0.16693 | 2.281 | 2.1992 | 0.092579 | 1.5398 | 0.48015 | 0.010599 | 0.53732 | 0.39124 | 0.1102 | 0.065898 | 10.7554 | 7.8967 | 8.1515
168 | 37835.8136 | 0.93471 | 0.89946 | 1.1371 | 1.5417 | 12.5211 | 3.6235 | 2.5469 | 0.67035 | 0.4555 | 0.068864 | 6.2899 | 1.9027 | 0.41717 | 0.38104 | 0.13753 | 0.3297 | 0.09288 | 0.13001 | 0.49982 | 0.18853 | 2.2278 | 1.81 | 0.089777 | 1.6105 | 0.37693 | 0.012692 | 0.60355 | 0.47855 | 0.11857 | 0.054798 | 9.1945 | 9.4085 | 11.4872
169 | 52439.9447 | 0.9704 | 0.73983 | 1.0629 | 1.2288 | 13.0324 | 1.427 | 3.7744 | 1.5351 | 1.1465 | 0.079799 | 7.6348 | 3.9853 | 0.31517 | 0.38248 | 0.13737 | 0.27938 | 0.093622 | 0.11141 | 0.43451 | 0.2256 | 2.1238 | 1.9959 | 0.089927 | 1.9583 | 0.35033 | 0.013127 | 0.5967 | 0.38838 | 0.1143 | 0.063448 | 11.6857 | 6.3617 | 13.7829
170 | 48361.1756 | 0.89958 | 0.82606 | 1.3264 | 1.6021 | 13.9022 | 2.1598 | 3.5645 | 1.4383 | 0.83005 | 0.044736 | 8.3274 | 2.9248 | 0.43044 | 0.35792 | 0.14044 | 0.33582 | 0.087019 | 0.11639 | 0.44714 | 0.20015 | 2.2234 | 2.2543 | 0.099021 | 2.009 | 0.41816 | 0.012729 | 0.60303 | 0.48584 | 0.13604 | 0.070118 | 8.8441 | 7.1269 | 9.7663
171 | 51984.5103 | 0.79977 | 0.84091 | 1.5226 | 1.3283 | 14.7674 | 3.7547 | 1.7476 | 1.3016 | 0.47525 | 0.073163 | 8.8233 | 0.74339 | 0.20042 | 0.27217 | 0.13185 | 0.33965 | 0.083129 | 0.14299 | 0.44559 | 0.2003 | 2.2919 | 2.1011 | 0.080346 | 1.8428 | 0.45782 | 0.012774 | 0.49615 | 0.45286 | 0.0942 | 0.060518 | 10.524 | 7.19 | 13.7431
172 | 45113.0819 | 0.89985 | 0.98454 | 1.3959 | 1.4627 | 13.6735 | 3.3187 | 1.0267 | 1.476 | 0.81811 | 0.025813 | 6.3229 | 1.3441 | 0.24898 | 0.29473 | 0.15605 | 0.32931 | 0.085521 | 0.11532 | 0.45687 | 0.18107 | 2.3969 | 2.6127 | 0.09145 | 1.9428 | 0.41791 | 0.014116 | 0.46493 | 0.42641 | 0.12414 | 0.053681 | 9.5816 | 8.7478 | 9.8912
173 | 53690.585 | 0.99372 | 0.87278 | 1.3993 | 1.4196 | 12.2315 | 2.2865 | 3.5313 | 1.2219 | 0.76776 | 0.045632 | 7.7464 | 2.8352 | 0.17415 | 0.2875 | 0.16288 | 0.32271 | 0.085191 | 0.13456 | 0.41074 | 0.17908 | 2.6429 | 1.9877 | 0.10181 | 1.8981 | 0.51598 | 0.013447 | 0.54566 | 0.44424 | 0.12425 | 0.059363 | 9.8012 | 7.1459 | 9.8307
174 | 54345.4697 | 0.93777 | 0.78281 | 1.4943 | 1.6063 | 11.5811 | 2.2086 | 1.2514 | 1.1598 | 0.53659 | 0.053502 | 9.4256 | 2.1769 | 0.12318 | 0.40324 | 0.13188 | 0.30102 | 0.068903 | 0.10297 | 0.40683 | 0.19346 | 2.5214 | 2.2818 | 0.10327 | 1.768 | 0.46841 | 0.013197 | 0.4267 | 0.42696 | 0.10634 | 0.074618 | 10.9695 | 9.2813 | 10.6389
175 | 44963.6516 | 0.79014 | 0.81327 | 1.5492 | 1.6537 | 8.7056 | 3.6695 | 3.9624 | 0.93022 | 0.30825 | 0.073292 | 9.9068 | 2.4632 | 0.13152 | 0.28534 | 0.13501 | 0.36157 | 0.079323 | 0.135 | 0.48439 | 0.20457 | 2.416 | 2.4109 | 0.086927 | 1.5786 | 0.46262 | 0.013893 | 0.51131 | 0.46125 | 0.13366 | 0.077936 | 10.474 | 7.0991 | 9.5509
176 | 45514.3434 | 0.95621 | 0.85745 | 1.4195 | 1.1918 | 11.9998 | 1.6284 | 1.1121 | 1.7919 | 0.12658 | 0.076855 | 8.0021 | 2.4047 | 0.14539 | 0.27561 | 0.14704 | 0.31996 | 0.080387 | 0.11849 | 0.45028 | 0.22424 | 2.4703 | 2.4003 | 0.086474 | 1.812 | 0.42642 | 0.010831 | 0.49981 | 0.39039 | 0.14111 | 0.072214 | 9.6423 | 6.0907 | 14.8695
177 | 53134.2847 | 0.8731 | 0.85444 | 0.94332 | 1.4923 | 8.76 | 1.7421 | 1.0426 | 1.807 | 0.38013 | 0.04825 | 9.1347 | 2.042 | 0.41839 | 0.31787 | 0.13997 | 0.29454 | 0.080848 | 0.13245 | 0.49662 | 0.20262 | 1.9115 | 2.0699 | 0.081544 | 1.8621 | 0.44928 | 0.013292 | 0.53452 | 0.52512 | 0.11942 | 0.072185 | 9.0079 | 6.1977 | 9.6129
178 | 48193.8291 | 0.86201 | 0.78474 | 1.1989 | 1.8648 | 10.9257 | 2.2413 | 1.9626 | 0.48551 | 1.1683 | 0.078611 | 9.5346 | 1.3879 | 0.24079 | 0.33302 | 0.12022 | 0.40536 | 0.075564 | 0.14079 | 0.43044 | 0.21515 | 2.1911 | 2.146 | 0.088375 | 1.9744 | 0.45046 | 0.013207 | 0.56617 | 0.54415 | 0.11489 | 0.073134 | 8.1522 | 9.4507 | 12.4071
179 | 44482.2972 | 0.76305 | 0.93983 | 1.2127 | 1.4975 | 15.046 | 3.7867 | 2.6103 | 1.4454 | 0.32146 | 0.040791 | 9.3166 | 1.049 | 0.21024 | 0.34243 | 0.11871 | 0.28267 | 0.071729 | 0.15254 | 0.4326 | 0.21605 | 2.0195 | 2.5573 | 0.088896 | 1.6738 | 0.38989 | 0.014856 | 0.55638 | 0.4339 | 0.10884 | 0.07565 | 9.0275 | 6.0166 | 14.0901
180 | 40940.7615 | 0.95576 | 0.79201 | 1.093 | 1.683 | 10.4105 | 2.3443 | 1.6266 | 1.3324 | 0.36073 | 0.059766 | 9.3063 | 3.9189 | 0.22411 | 0.32356 | 0.13805 | 0.32885 | 0.0886 | 0.16251 | 0.38801 | 0.21586 | 2.1479 | 1.867 | 0.097988 | 1.7298 | 0.45856 | 0.010595 | 0.54147 | 0.47398 | 0.12469 | 0.07439 | 7.5657 | 7.5602 | 12.2108
181 | 45005.3873 | 0.80419 | 0.79976 | 1.3107 | 1.7423 | 8.1964 | 3.6497 | 1.0083 | 0.62053 | 0.53771 | 0.061961 | 9.0632 | 1.2701 | 0.20717 | 0.28337 | 0.13422 | 0.31243 | 0.074192 | 0.12303 | 0.45946 | 0.21763 | 2.1995 | 2.5568 | 0.082876 | 2.1411 | 0.40887 | 0.013233 | 0.64029 | 0.53887 | 0.13931 | 0.073824 | 11.4317 | 6.2397 | 14.1985
182 | 45793.3702 | 0.82682 | 0.88683 | 1.237 | 1.3924 | 7.4442 | 3.1434 | 1.6459 | 1.043 | 0.66441 | 0.027233 | 8.297 | 0.92998 | 0.23761 | 0.2894 | 0.13492 | 0.3231 | 0.07134 | 0.1066 | 0.47049 | 0.21238 | 2.1496 | 2.0668 | 0.09256 | 1.4496 | 0.49833 | 0.014597 | 0.49424 | 0.46019 | 0.12459 | 0.063592 | 12.0237 | 6.7001 | 14.2251
183 | 50526.1419 | 0.79837 | 0.74058 | 1.3737 | 1.5083 | 9.7602 | 1.5472 | 3.4053 | 1.4694 | 0.95899 | 0.0654 | 8.0658 | 3.2583 | 0.42308 | 0.37446 | 0.14793 | 0.38402 | 0.080238 | 0.12424 | 0.48748 | 0.18479 | 2.1545 | 2.0729 | 0.10706 | 2.1533 | 0.39862 | 0.011433 | 0.54752 | 0.48458 | 0.10818 | 0.068673 | 11.1181 | 8.1762 | 10.1758
184 | 49342.5475 | 0.78375 | 0.88194 | 1.0924 | 1.7478 | 7.5276 | 3.6287 | 2.6149 | 1.8743 | 0.3012 | 0.030243 | 6.2239 | 0.672 | 0.40865 | 0.39593 | 0.14535 | 0.34337 | 0.072891 | 0.15217 | 0.46358 | 0.17392 | 2.1894 | 2.7723 | 0.091089 | 1.7149 | 0.45466 | 0.012432 | 0.50679 | 0.53721 | 0.12597 | 0.058136 | 8.0266 | 8.9187 | 8.7022
185 | 45083.3269 | 0.90259 | 0.76641 | 1.2239 | 1.8272 | 7.4854 | 2.9801 | 3.6471 | 1.5372 | 0.51172 | 0.041774 | 9.4093 | 0.87633 | 0.23818 | 0.4047 | 0.16726 | 0.30611 | 0.074441 | 0.13057 | 0.53595 | 0.19029 | 1.9228 | 1.9317 | 0.072613 | 1.8478 | 0.47664 | 0.012862 | 0.63485 | 0.52352 | 0.11718 | 0.068874 | 11.6343 | 8.2575 | 11.6422
186 | 47861.1215 | 0.82924 | 0.95161 | 1.2069 | 1.7704 | 13.8082 | 2.292 | 2.0976 | 1.2504 | 0.28338 | 0.049995 | 8.7133 | 3.0599 | 0.30691 | 0.33132 | 0.13354 | 0.31851 | 0.095496 | 0.11374 | 0.54072 | 0.1799 | 2.4075 | 2.1871 | 0.081795 | 1.9809 | 0.43512 | 0.013362 | 0.51161 | 0.53799 | 0.12144 | 0.066801 | 10.7799 | 8.2409 | 8.05
187 | 39344.7088 | 0.81174 | 0.77369 | 1.4391 | 1.6586 | 14.113 | 1.3121 | 1.5768 | 1.2715 | 0.99851 | 0.04126 | 8.7113 | 3.3771 | 0.31313 | 0.37701 | 0.13724 | 0.33451 | 0.076471 | 0.1265 | 0.42929 | 0.20444 | 2.1617 | 2.14 | 0.088616 | 1.9341 | 0.43446 | 0.013669 | 0.61737 | 0.47436 | 0.11622 | 0.069696 | 9.4156 | 8.6729 | 8.8483
188 | 44452.2116 | 0.80215 | 0.72025 | 1.2524 | 1.7101 | 7.1643 | 3.0531 | 1.9505 | 1.7902 | 0.054236 | 0.039437 | 6.3946 | 1.7933 | 0.34745 | 0.29039 | 0.13824 | 0.37755 | 0.067474 | 0.13374 | 0.38573 | 0.16921 | 2.5036 | 1.7411 | 0.070383 | 1.9637 | 0.43045 | 0.013355 | 0.55404 | 0.50031 | 0.1201 | 0.070327 | 8.5337 | 9.079 | 8.4599
189 | 47585.4471 | 0.7729 | 0.87387 | 0.9839 | 1.1308 | 8.1411 | 3.5521 | 2.3956 | 0.91032 | 1.1128 | 0.075504 | 8.9246 | 0.97585 | 0.38389 | 0.2926 | 0.15305 | 0.39333 | 0.07391 | 0.11722 | 0.46332 | 0.16708 | 1.9429 | 1.9147 | 0.094279 | 1.7672 | 0.43184 | 0.014043 | 0.6868 | 0.45985 | 0.1352 | 0.062924 | 7.7897 | 6.1141 | 13.2391
190 | 48732.3278 | 0.8866 | 0.9154 | 1.3504 | 1.1843 | 9.1958 | 1.9237 | 3.031 | 1.65 | 0.11445 | 0.077712 | 9.7978 | 0.80705 | 0.33143 | 0.35709 | 0.13925 | 0.26572 | 0.086583 | 0.10771 | 0.47738 | 0.20304 | 2.1794 | 2.0745 | 0.089209 | 1.7257 | 0.4284 | 0.01463 | 0.61088 | 0.47714 | 0.12194 | 0.072079 | 5.7967 | 8.4884 | 14.6542
191 | 51746.5663 | 0.96284 | 0.79423 | 1.1273 | 1.7647 | 11.4389 | 3.0234 | 1.7165 | 0.47098 | 0.50309 | 0.044603 | 8.7316 | 3.3932 | 0.27591 | 0.37433 | 0.16498 | 0.29305 | 0.075288 | 0.1528 | 0.45799 | 0.18594 | 2.2833 | 2.678 | 0.08173 | 1.6071 | 0.43016 | 0.012421 | 0.46019 | 0.5214 | 0.12376 | 0.070726 | 9.5939 | 9.393 | 8.3294
192 | 46128.4067 | 0.91498 | 0.81871 | 1.5137 | 1.64 | 8.1715 | 4.1131 | 1.3548 | 1.035 | 0.9431 | 0.028285 | 7.1706 | 3.2808 | 0.14786 | 0.28507 | 0.16189 | 0.29669 | 0.087363 | 0.13161 | 0.43803 | 0.17644 | 2.0919 | 2.6419 | 0.095372 | 1.8043 | 0.45994 | 0.011861 | 0.50882 | 0.43182 | 0.11498 | 0.07267 | 6.3727 | 9.1218 | 12.5222
193 | 47553.8741 | 0.783 | 0.97195 | 1.0521 | 1.825 | 9.5252 | 2.2541 | 0.58859 | 1.3881 | 0.10431 | 0.022852 | 6.0595 | 2.6836 | 0.17364 | 0.27729 | 0.15801 | 0.37101 | 0.074794 | 0.12042 | 0.47034 | 0.17614 | 2.1148 | 2.7578 | 0.090725 | 1.9024 | 0.42545 | 0.01127 | 0.56229 | 0.46138 | 0.13321 | 0.0706 | 6.705 | 6.6353 | 15.0221
194 | 47474.3535 | 0.86077 | 0.74807 | 0.95616 | 1.6524 | 12.1535 | 3.3533 | 1.4578 | 0.88511 | 0.91021 | 0.061711 | 6.0987 | 0.55992 | 0.43941 | 0.29979 | 0.14017 | 0.34948 | 0.078062 | 0.13369 | 0.43529 | 0.16751 | 2.3072 | 2.0827 | 0.095167 | 1.9281 | 0.38603 | 0.011068 | 0.53542 | 0.55189 | 0.11349 | 0.066687 | 9.9583 | 9.6116 | 13.9554
195 | 53817.3979 | 0.89882 | 0.92843 | 1.298 | 1.1803 | 11.443 | 0.92107 | 2.8574 | 0.97416 | 0.63397 | 0.054126 | 8.7749 | 3.9472 | 0.19493 | 0.32368 | 0.14811 | 0.31867 | 0.089831 | 0.13354 | 0.49285 | 0.2059 | 2.2726 | 2.3268 | 0.10057 | 2.0243 | 0.47989 | 0.011436 | 0.56449 | 0.55085 | 0.13452 | 0.085655 | 10.985 | 9.4575 | 10.9358
196 | 54041.8767 | 0.85558 | 0.7284 | 1.491 | 1.7897 | 10.7164 | 0.94274 | 2.9841 | 0.53656 | 1.0491 | 0.026215 | 8.6436 | 2.7721 | 0.19109 | 0.27406 | 0.13497 | 0.37844 | 0.084836 | 0.14405 | 0.38615 | 0.22472 | 2.0702 | 2.5323 | 0.089566 | 2.0767 | 0.44852 | 0.012054 | 0.51313 | 0.42432 | 0.14208 | 0.07491 | 13.7713 | 9.5902 | 8.1913
197 | 40147.779 | 0.84522 | 0.9852 | 1.31 | 1.3518 | 9.8935 | 2.4583 | 2.1226 | 1.8596 | 0.35408 | 0.061694 | 8.567 | 1.8868 | 0.36028 | 0.32962 | 0.13648 | 0.31508 | 0.072731 | 0.1388 | 0.44765 | 0.20066 | 2.5327 | 2.4811 | 0.087473 | 1.9682 | 0.5165 | 0.013656 | 0.50211 | 0.44623 | 0.11397 | 0.062278 | 8.9691 | 8.9548 | 10.5981
198 | 55093.3868 | 0.95379 | 0.98347 | 1.2856 | 1.1958 | 10.1876 | 2.5382 | 2.0072 | 0.91558 | 0.78277 | 0.037928 | 7.5014 | 0.5075 | 0.14181 | 0.36646 | 0.10573 | 0.38077 | 0.073305 | 0.11564 | 0.46347 | 0.15791 | 2.3795 | 2.172 | 0.094105 | 1.9598 | 0.49204 | 0.013082 | 0.62423 | 0.52605 | 0.1077 | 0.066033 | 6.4342 | 6.7192 | 10.578
199 | 41929.3837 | 0.95023 | 0.81641 | 1.0662 | 1.8351 | 16.776 | 3.5817 | 2.5651 | 0.94476 | 1.0259 | 0.043133 | 7.2605 | 1.845 | 0.37079 | 0.37814 | 0.11211 | 0.27003 | 0.083744 | 0.13291 | 0.48982 | 0.18849 | 1.9147 | 1.9056 | 0.082517 | 1.6435 | 0.46696 | 0.012979 | 0.60947 | 0.54335 | 0.1238 | 0.065357 | 9.2775 | 8.3157 | 15.9497
200 | 49849.0308 | 0.88681 | 0.86328 | 1.3297 | 1.6096 | 11.4542 | 1.2277 | 1.9305 | 0.47451 | 0.87905 | 0.072223 | 7.8284 | 3.9232 | 0.1303 | 0.30349 | 0.1469 | 0.36633 | 0.077487 | 0.15388 | 0.50951 | 0.17951 | 2.2385 | 2.3589 | 0.082299 | 1.6818 | 0.34758 | 0.012446 | 0.58082 | 0.42687 | 0.10936 | 0.057538 | 9.2677 | 9.9307 | 10.2735
201 | 44311.4132 | 0.98353 | 0.77695 | 1.4825 | 1.6748 | 9.3737 | 4.2689 | 3.8952 | 1.99 | 0.43131 | 0.053195 | 9.2199 | 0.61706 | 0.15584 | 0.3564 | 0.14975 | 0.31498 | 0.069356 | 0.12324 | 0.49961 | 0.17408 | 2.2576 | 2.2317 | 0.095816 | 2.043 | 0.53336 | 0.011693 | 0.53896 | 0.40387 | 0.11056 | 0.070268 | 12.5223 | 6.671 | 14.3271
202 | 44253.9704 | 0.94957 | 0.94386 | 0.99005 | 1.7853 | 8.5481 | 3.7248 | 2.1509 | 0.83278 | 1.1763 | 0.030599 | 6.1621 | 0.66988 | 0.29657 | 0.27306 | 0.12744 | 0.32256 | 0.093705 | 0.12908 | 0.5221 | 0.19915 | 2.0738 | 2.4134 | 0.087262 | 1.7521 | 0.45482 | 0.013224 | 0.47441 | 0.57337 | 0.096039 | 0.074878 | 6.6865 | 9.8725 | 13.8986
203 | 43008.1421 | 0.96356 | 0.82995 | 1.0945 | 1.8562 | 10.1144 | 3.5349 | 2.7782 | 1.4567 | 0.53485 | 0.030664 | 9.7087 | 3.4751 | 0.30826 | 0.28405 | 0.14032 | 0.35177 | 0.070803 | 0.1458 | 0.49083 | 0.20212 | 1.8022 | 2.1222 | 0.092507 | 1.9351 | 0.44371 | 0.012372 | 0.6492 | 0.47932 | 0.10712 | 0.078864 | 12.2795 | 8.891 | 10.7452
204 | 48402.6618 | 0.8611 | 0.85094 | 1.1576 | 1.4638 | 13.784 | 2.7029 | 1.4881 | 0.49101 | 1.1451 | 0.054557 | 7.9314 | 1.427 | 0.15675 | 0.34719 | 0.12914 | 0.3328 | 0.066364 | 0.13769 | 0.45576 | 0.22191 | 2.3204 | 2.3671 | 0.091359 | 1.9823 | 0.39958 | 0.010195 | 0.60893 | 0.4657 | 0.11694 | 0.07114 | 11.7163 | 8.01 | 9.6392
205 | 45564.4977 | 0.89766 | 0.96821 | 1.0933 | 1.6628 | 13.9982 | 2.3814 | 0.6826 | 1.0533 | 0.55565 | 0.023769 | 9.2119 | 2.5559 | 0.42084 | 0.3989 | 0.14512 | 0.3494 | 0.090594 | 0.10633 | 0.46526 | 0.18744 | 2.302 | 2.236 | 0.10044 | 1.6801 | 0.41715 | 0.013871 | 0.6684 | 0.48825 | 0.12156 | 0.065068 | 6.9401 | 7.9565 | 14.9723
206 | 41459.1073 | 0.93664 | 0.74287 | 0.93898 | 1.8607 | 9.4656 | 3.5428 | 1.8034 | 1.688 | 0.49432 | 0.024542 | 9.5432 | 1.4227 | 0.11157 | 0.31923 | 0.12504 | 0.29065 | 0.088286 | 0.15665 | 0.44692 | 0.21735 | 2.3306 | 2.5444 | 0.098005 | 2.2907 | 0.3661 | 0.01112 | 0.66913 | 0.47906 | 0.11722 | 0.069178 | 10.2841 | 9.8275 | 11.4021
207 | 42803.08 | 0.88238 | 0.8748 | 1.2362 | 1.4074 | 12.6373 | 2.0449 | 1.9188 | 1.8498 | 0.29857 | 0.0214 | 6.8239 | 1.8846 | 0.24944 | 0.36826 | 0.14675 | 0.34898 | 0.086671 | 0.12968 | 0.4089 | 0.21093 | 2.1104 | 1.8145 | 0.083412 | 1.7567 | 0.35673 | 0.013804 | 0.57256 | 0.45925 | 0.11991 | 0.076656 | 12.2082 | 6.6217 | 15.1922
208 | 44523.0462 | 0.92495 | 0.96551 | 1.0596 | 1.8457 | 13.1368 | 3.047 | 1.3335 | 0.57995 | 0.151 | 0.034344 | 6.105 | 2.4707 | 0.1547 | 0.28807 | 0.16702 | 0.3715 | 0.088561 | 0.11981 | 0.37375 | 0.20122 | 2.3905 | 2.4308 | 0.072157 | 1.8645 | 0.41923 | 0.013276 | 0.4973 | 0.55301 | 0.12678 | 0.075304 | 12.1146 | 6.2431 | 11.0412
209 | 44270.8622 | 0.91291 | 0.8596 | 0.99385 | 1.4723 | 10.4771 | 2.7279 | 2.4772 | 1.0941 | 0.2578 | 0.056553 | 9.6245 | 2.0846 | 0.25083 | 0.37561 | 0.1306 | 0.35618 | 0.071433 | 0.12774 | 0.40617 | 0.15674 | 2.4503 | 2.0664 | 0.090376 | 2.059 | 0.44097 | 0.012822 | 0.61231 | 0.58548 | 0.10126 | 0.074376 | 9.9197 | 9.5752 | 12.861
210 | 42758.193 | 0.75291 | 0.93111 | 1.2832 | 1.8585 | 15.6442 | 4.7012 | 3.3724 | 1.5343 | 0.44448 | 0.051532 | 9.0852 | 1.0626 | 0.38818 | 0.40419 | 0.14646 | 0.37059 | 0.076822 | 0.14546 | 0.46084 | 0.22232 | 2.1652 | 2.2109 | 0.096745 | 1.7753 | 0.38542 | 0.010001 | 0.63001 | 0.47298 | 0.13735 | 0.073487 | 12.8444 | 6.4231 | 12.8101
211 | 45124.9935 | 0.86186 | 0.99083 | 1.3641 | 1.8162 | 14.0557 | 1.9214 | 2.3168 | 1.5183 | 0.83229 | 0.060777 | 7.4904 | 3.325 | 0.25366 | 0.31331 | 0.15881 | 0.2943 | 0.094446 | 0.14034 | 0.51659 | 0.19136 | 2.3409 | 2.3679 | 0.080598 | 2.0105 | 0.37495 | 0.010535 | 0.58828 | 0.49306 | 0.11448 | 0.080327 | 10.7104 | 6.3058 | 10.4145
212 | 37997.5369 | 0.8991 | 0.79763 | 1.2217 | 1.832 | 13.1442 | 3.927 | 3.1511 | 1.2489 | 1.1537 | 0.066019 | 6.8673 | 1.4725 | 0.17612 | 0.39128 | 0.12553 | 0.36062 | 0.077213 | 0.15072 | 0.51546 | 0.1818 | 2.0962 | 1.9346 | 0.092824 | 2.1515 | 0.4617 | 0.014472 | 0.51205 | 0.47031 | 0.12371 | 0.06625 | 10.9053 | 6.4176 | 15.5484
213 | 53760.42 | 0.88828 | 0.9577 | 1.3608 | 1.5891 | 14.5767 | 3.0843 | 2.323 | 1.2623 | 1.091 | 0.0579 | 7.5412 | 1.9625 | 0.35889 | 0.2842 | 0.15635 | 0.35375 | 0.076384 | 0.14975 | 0.42962 | 0.19016 | 2.633 | 2.4171 | 0.084157 | 1.8164 | 0.38965 | 0.01527 | 0.63227 | 0.42396 | 0.14054 | 0.063932 | 9.3022 | 7.8093 | 11.2931
214 | 41855.2728 | 0.97385 | 0.776 | 1.4445 | 1.4256 | 10.6228 | 1.4873 | 3.8903 | 1.3206 | 0.10674 | 0.043995 | 7.2312 | 3.6961 | 0.37775 | 0.33305 | 0.12977 | 0.34983 | 0.078178 | 0.10996 | 0.43167 | 0.21401 | 2.2573 | 1.9243 | 0.0929 | 1.5988 | 0.43554 | 0.011071 | 0.55879 | 0.46745 | 0.12828 | 0.064452 | 8.855 | 8.8315 | 14.9309
215 | 52956.3773 | 0.99149 | 0.9996 | 1.2526 | 1.8226 | 10.2691 | 4.3195 | 3.4232 | 1.4745 | 0.96365 | 0.027681 | 7.1422 | 2.7249 | 0.16833 | 0.3683 | 0.11124 | 0.34412 | 0.088744 | 0.13713 | 0.44173 | 0.1953 | 2.0716 | 2.062 | 0.10158 | 2.1811 | 0.39496 | 0.014232 | 0.58338 | 0.44441 | 0.13278 | 0.065168 | 10.9413 | 8.0488 | 10.1658
216 | 48038.6981 | 0.87821 | 0.88931 | 1.5366 | 1.367 | 10.677 | 4.1474 | 2.3538 | 0.6079 | 0.43636 | 0.044327 | 7.8428 | 1.3325 | 0.3383 | 0.2744 | 0.14739 | 0.3609 | 0.084643 | 0.13178 | 0.5212 | 0.165 | 1.9039 | 2.4859 | 0.084054 | 2.0262 | 0.50217 | 0.014492 | 0.46406 | 0.51004 | 0.11046 | 0.075173 | 8.3707 | 8.7224 | 10.7016
217 | 43037.0153 | 0.77871 | 0.82497 | 1.3245 | 1.4377 | 11.4575 | 4.0072 | 1.5316 | 0.92758 | 0.13816 | 0.071189 | 6.263 | 3.1441 | 0.26471 | 0.36921 | 0.11944 | 0.27618 | 0.081841 | 0.11771 | 0.39254 | 0.19037 | 2.6836 | 1.9693 | 0.089096 | 1.8459 | 0.45014 | 0.011949 | 0.53527 | 0.54017 | 0.10136 | 0.079707 | 12.3076 | 7.3047 | 9.171
218 | 39782.5465 | 0.78583 | 0.79739 | 1.3963 | 1.8509 | 8.8089 | 3.3913 | 0.87052 | 1.6826 | 0.93838 | 0.074096 | 6.2388 | 1.68 | 0.27495 | 0.32441 | 0.12833 | 0.34442 | 0.086301 | 0.14602 | 0.40274 | 0.24279 | 2.5301 | 2.4331 | 0.086337 | 1.7037 | 0.46984 | 0.012312 | 0.49793 | 0.56667 | 0.12944 | 0.067529 | 9.4356 | 9.1951 | 10.1867
219 | 49540.6709 | 0.88027 | 0.97608 | 1.1563 | 1.4216 | 11.9335 | 1.8066 | 3.7821 | 0.97024 | 0.48945 | 0.049165 | 9.6868 | 3.6448 | 0.33046 | 0.30265 | 0.13569 | 0.34213 | 0.083265 | 0.12957 | 0.49929 | 0.20606 | 2.4214 | 2.1252 | 0.079673 | 2.3008 | 0.49389 | 0.013165 | 0.48 | 0.53709 | 0.094408 | 0.060476 | 9.1461 | 9.845 | 8.3422
220 | 43772.0669 | 0.93321 | 0.73707 | 1.3453 | 1.2886 | 13.7054 | 4.4319 | 3.7593 | 1.3619 | 0.20279 | 0.053962 | 8.5806 | 2.4139 | 0.25327 | 0.28042 | 0.14303 | 0.37922 | 0.09299 | 0.12709 | 0.4294 | 0.22667 | 1.7648 | 2.0383 | 0.087784 | 2.0219 | 0.41113 | 0.012771 | 0.5793 | 0.56909 | 0.11969 | 0.076381 | 14.6135 | 7.4722 | 12.7292
221 | 45938.0325 | 0.86621 | 0.77103 | 1.2394 | 1.284 | 9.802 | 4.084 | 2.5541 | 1.1833 | 0.902 | 0.042396 | 9.7471 | 1.0505 | 0.42271 | 0.35314 | 0.11977 | 0.322 | 0.084944 | 0.13125 | 0.41788 | 0.21134 | 2.2135 | 2.0541 | 0.073863 | 1.9361 | 0.45632 | 0.014405 | 0.5646 | 0.44362 | 0.096319 | 0.084278 | 12.322 | 7.7721 | 8.5079
222 | 41670.7171 | 0.94714 | 0.92665 | 1.027 | 1.4845 | 10.7044 | 3.0578 | 2.7445 | 1.1602 | 0.37922 | 0.074548 | 9.8388 | 3.6497 | 0.21854 | 0.30509 | 0.17175 | 0.32577 | 0.075877 | 0.1278 | 0.3833 | 0.20602 | 1.8676 | 2.6039 | 0.09434 | 1.9105 | 0.40075 | 0.014145 | 0.58961 | 0.48555 | 0.12807 | 0.067686 | 6.4617 | 6.6461 | 11.5825
223 | 48002.7662 | 0.8946 | 0.95289 | 1.204 | 1.3705 | 8.104 | 2.3128 | 3.8029 | 1.2189 | 1.0452 | 0.071271 | 6.8188 | 3.2915 | 0.32305 | 0.30602 | 0.13104 | 0.28334 | 0.084814 | 0.1387 | 0.52089 | 0.2224 | 2.5508 | 2.1632 | 0.081667 | 1.7559 | 0.43852 | 0.013314 | 0.67268 | 0.46093 | 0.11752 | 0.073945 | 9.557 | 8.6464 | 10.8467
224 | 42449.8518 | 0.91 | 0.76549 | 1.5554 | 1.8631 | 9.6482 | 1.5423 | 3.7352 | 1.0156 | 0.18612 | 0.062206 | 7.5997 | 3.2052 | 0.11242 | 0.31352 | 0.10784 | 0.35306 | 0.085015 | 0.10076 | 0.44016 | 0.19204 | 2.0403 | 2.3443 | 0.073872 | 1.9155 | 0.41301 | 0.0097516 | 0.56766 | 0.40659 | 0.13656 | 0.07478 | 10.2093 | 6.4912 | 11.7983
225 | 38163.0188 | 0.85023 | 0.73428 | 1.2707 | 1.37 | 11.3898 | 3.4872 | 1.2266 | 1.6006 | 0.085729 | 0.073117 | 9.7175 | 2.278 | 0.17975 | 0.4017 | 0.15166 | 0.33298 | 0.078785 | 0.12076 | 0.38642 | 0.23732 | 2.0423 | 2.4607 | 0.071305 | 1.5682 | 0.42703 | 0.014366 | 0.52525 | 0.47284 | 0.12298 | 0.067926 | 8.6196 | 9.9415 | 15.1422
226 | 43230.8644 | 0.84154 | 0.73926 | 1.1333 | 1.3261 | 12.1756 | 4.8504 | 0.61084 | 1.4044 | 0.75704 | 0.022776 | 8.6462 | 3.165 | 0.36208 | 0.27195 | 0.16556 | 0.3392 | 0.073159 | 0.12646 | 0.44388 | 0.19766 | 2.5626 | 2.1636 | 0.072334 | 2.1566 | 0.49681 | 0.012761 | 0.6343 | 0.52981 | 0.11845 | 0.070735 | 11.2062 | 9.9274 | 8.0135
227 | 44514.6774 | 0.91606 | 0.97886 | 0.9675 | 1.5648 | 12.0928 | 4.1414 | 3.8438 | 1.2768 | 0.94091 | 0.049871 | 9.3151 | 3.8769 | 0.13866 | 0.33163 | 0.11363 | 0.35713 | 0.076594 | 0.1178 | 0.51165 | 0.19893 | 2.5348 | 2.233 | 0.097342 | 1.9326 | 0.40083 | 0.010122 | 0.65947 | 0.55036 | 0.10109 | 0.083657 | 14.1181 | 6.5398 | 14.1683
228 | 43848.6982 | 0.8477 | 0.72723 | 1.2227 | 1.605 | 16.7215 | 2.6898 | 0.87333 | 1.7129 | 0.36469 | 0.029958 | 8.9644 | 1.1499 | 0.21651 | 0.36561 | 0.15685 | 0.34271 | 0.088007 | 0.12838 | 0.45649 | 0.188 | 2.1293 | 2.352 | 0.1026 | 1.6029 | 0.42291 | 0.01409 | 0.56714 | 0.50478 | 0.11061 | 0.067723 | 10.1557 | 9.2108 | 15.1808
229 | 45490.8603 | 0.8308 | 0.90905 | 0.94503 | 1.2676 | 12.224 | 1.182 | 2.8941 | 1.9107 | 0.90227 | 0.022061 | 9.335 | 1.7251 | 0.15864 | 0.37672 | 0.12986 | 0.32216 | 0.080432 | 0.14284 | 0.47135 | 0.2071 | 2.3161 | 2.2383 | 0.085471 | 1.5915 | 0.42029 | 0.012602 | 0.52724 | 0.46836 | 0.12614 | 0.058447 | 12.8187 | 8.1756 | 10.5169
230 | 44891.3068 | 0.76768 | 0.86692 | 1.3158 | 1.3537 | 13.3448 | 4.3725 | 2.7432 | 1.4404 | 0.10215 | 0.0356 | 8.7787 | 2.6847 | 0.31065 | 0.33288 | 0.14573 | 0.27498 | 0.070115 | 0.13371 | 0.40373 | 0.18887 | 2.4736 | 2.0071 | 0.10535 | 1.779 | 0.3453 | 0.015958 | 0.53994 | 0.43426 | 0.12312 | 0.071482 | 8.9852 | 6.2144 | 13.7096
231 | 46271.0461 | 0.85818 | 0.83549 | 1.5199 | 1.2304 | 10.9783 | 2.6422 | 3.1905 | 1.2447 | 0.21214 | 0.038128 | 9.8232 | 3.3411 | 0.15304 | 0.29024 | 0.14656 | 0.34798 | 0.081901 | 0.14115 | 0.42086 | 0.20452 | 2.312 | 2.1685 | 0.09415 | 1.4629 | 0.49537 | 0.01482 | 0.50948 | 0.50324 | 0.13762 | 0.077029 | 10.1896 | 9.4133 | 14.8559
232 | 45661.1537 | 0.95689 | 0.72887 | 1.2003 | 1.7235 | 14.0834 | 1.6743 | 2.861 | 1.5253 | 0.74139 | 0.02032 | 7.8682 | 1.5255 | 0.2753 | 0.30436 | 0.16231 | 0.3458 | 0.083902 | 0.13874 | 0.44113 | 0.20289 | 2.2638 | 2.3318 | 0.093319 | 1.605 | 0.36322 | 0.012249 | 0.60002 | 0.45441 | 0.12198 | 0.066627 | 11.379 | 9.0756 | 11.4423
233 | 44203.9858 | 0.88948 | 0.8118 | 1.3439 | 1.3829 | 14.7728 | 1.8298 | 3.5741 | 0.52129 | 1.0691 | 0.040391 | 8.8274 | 2.8262 | 0.17746 | 0.39204 | 0.13127 | 0.36863 | 0.069082 | 0.13211 | 0.42739 | 0.20823 | 2.1811 | 2.3023 | 0.10135 | 1.8577 | 0.37735 | 0.014168 | 0.66686 | 0.46405 | 0.11054 | 0.065259 | 7.4368 | 8.0633 | 13.8687
234 | 40686.8138 | 0.79479 | 0.75734 | 1.2437 | 1.5312 | 14.0754 | 4.769 | 1.6073 | 0.9685 | 1.1889 | 0.023702 | 8.9373 | 1.0057 | 0.33925 | 0.40071 | 0.11678 | 0.26953 | 0.082148 | 0.12072 | 0.50651 | 0.19878 | 2.2515 | 2.2913 | 0.078751 | 1.921 | 0.33598 | 0.010085 | 0.58958 | 0.55045 | 0.13069 | 0.079332 | 8.9157 | 6.1193 | 15.2785
235 | 46994.7183 | 0.83746 | 0.75059 | 1.3658 | 1.7599 | 12.3424 | 3.3017 | 3.4501 | 0.42578 | 0.7609 | 0.055138 | 9.7739 | 2.3615 | 0.34689 | 0.28463 | 0.11616 | 0.30528 | 0.092639 | 0.13043 | 0.42809 | 0.21001 | 2.2188 | 2.2943 | 0.085136 | 1.8244 | 0.45907 | 0.011986 | 0.50315 | 0.56612 | 0.12154 | 0.071826 | 6.5625 | 9.314 | 14.6149
236 | 44137.4427 | 0.91463 | 0.83242 | 0.9959 | 1.7971 | 11.7775 | 1.9691 | 2.1457 | 1.0985 | 0.50326 | 0.048347 | 6.5956 | 1.6558 | 0.41206 | 0.31336 | 0.12358 | 0.29047 | 0.080509 | 0.11285 | 0.53857 | 0.21444 | 2.3556 | 1.9827 | 0.088181 | 1.7143 | 0.49875 | 0.011442 | 0.59835 | 0.38071 | 0.12355 | 0.065506 | 10.2951 | 9.9368 | 8.0743
237 | 46645.6161 | 0.97195 | 0.99466 | 0.95228 | 1.7947 | 12.7287 | 1.85 | 2.2003 | 1.692 | 0.84316 | 0.030074 | 8.6589 | 3.3482 | 0.21224 | 0.38396 | 0.13705 | 0.39637 | 0.079684 | 0.1368 | 0.41488 | 0.19638 | 2.6319 | 2.053 | 0.098816 | 1.5156 | 0.51948 | 0.01403 | 0.52832 | 0.38927 | 0.097316 | 0.0734 | 12.0396 | 8.5606 | 10.8618
238 | 44088.7067 | 0.86418 | 0.7458 | 1.1687 | 1.2282 | 9.5792 | 3.1343 | 0.93648 | 0.60143 | 0.90512 | 0.057716 | 7.6549 | 0.72285 | 0.25433 | 0.3154 | 0.13393 | 0.33784 | 0.086121 | 0.10926 | 0.46066 | 0.24649 | 1.9427 | 2.2623 | 0.084019 | 1.8608 | 0.40984 | 0.012092 | 0.60687 | 0.50142 | 0.1269 | 0.061698 | 9.994 | 6.0551 | 9.516
239 | 39336.1191 | 0.77982 | 0.87421 | 1.3069 | 1.2867 | 13.5468 | 4.3427 | 3.6199 | 0.75962 | 1.1944 | 0.042196 | 7.7108 | 0.9791 | 0.35395 | 0.31154 | 0.13172 | 0.3017 | 0.075789 | 0.11749 | 0.37516 | 0.19756 | 2.5637 | 2.1269 | 0.092628 | 1.9671 | 0.47733 | 0.012382 | 0.48633 | 0.47545 | 0.12857 | 0.079456 | 11.9375 | 6.6905 | 15.029
240 | 44262.0626 | 0.77772 | 0.91308 | 1.2253 | 1.3214 | 7.3564 | 1.9446 | 3.4883 | 1.5107 | 0.97578 | 0.063651 | 6.3794 | 1.1268 | 0.15263 | 0.28057 | 0.14164 | 0.25774 | 0.086514 | 0.13398 | 0.55174 | 0.18425 | 2.6215 | 2.1731 | 0.07465 | 1.7275 | 0.49583 | 0.011994 | 0.57863 | 0.48671 | 0.11028 | 0.072136 | 10.598 | 8.0906 | 13.0974
241 | 51697.1118 | 0.86674 | 0.94834 | 1.0558 | 1.7459 | 12.9093 | 2.7972 | 2.261 | 0.57347 | 1.135 | 0.02945 | 6.3495 | 3.225 | 0.26975 | 0.29909 | 0.13989 | 0.31195 | 0.079239 | 0.11839 | 0.44314 | 0.21079 | 2.1346 | 2.2076 | 0.10255 | 1.6587 | 0.42266 | 0.013245 | 0.54981 | 0.45693 | 0.12654 | 0.06571 | 10.3811 | 7.2343 | 11.1873
242 | 56322.9528 | 0.86052 | 0.97734 | 1.3894 | 1.8744 | 11.2017 | 2.1369 | 2.2553 | 1.5728 | 0.22454 | 0.029394 | 8.0171 | 1.1961 | 0.24516 | 0.32819 | 0.13955 | 0.37745 | 0.085633 | 0.13825 | 0.5248 | 0.21506 | 2.3612 | 2.4223 | 0.084815 | 1.906 | 0.42312 | 0.013454 | 0.59366 | 0.46284 | 0.10619 | 0.064028 | 9.5392 | 8.5522 | 11.109
243 | 45409.5174 | 0.82015 | 0.81796 | 1.2416 | 1.3683 | 12.0223 | 1.6326 | 1.7996 | 1.5047 | 0.845 | 0.037661 | 6.1228 | 0.8453 | 0.34489 | 0.29386 | 0.12788 | 0.33181 | 0.088461 | 0.11498 | 0.50501 | 0.18461 | 1.9378 | 2.2662 | 0.090699 | 2.2017 | 0.3571 | 0.011112 | 0.68215 | 0.46995 | 0.10203 | 0.072386 | 10.2014 | 8.4472 | 10.9146
244 | 55293.7094 | 0.78654 | 0.94818 | 1.3846 | 1.5051 | 7.6438 | 3.1411 | 1.9001 | 0.71649 | 0.54672 | 0.047885 | 7.8377 | 3.1225 | 0.29221 | 0.27999 | 0.12925 | 0.32907 | 0.071289 | 0.15135 | 0.45578 | 0.19559 | 1.9274 | 1.9353 | 0.086431 | 1.8348 | 0.47092 | 0.011085 | 0.59011 | 0.41888 | 0.12233 | 0.077438 | 13.0304 | 6.4332 | 11.3588
245 | 44983.1269 | 0.92452 | 0.95597 | 1.5535 | 1.4031 | 10.7866 | 2.8253 | 0.52328 | 1.1251 | 1.0048 | 0.0406 | 6.9993 | 2.795 | 0.37475 | 0.27518 | 0.13039 | 0.30879 | 0.07462 | 0.12614 | 0.54312 | 0.21912 | 1.9235 | 2.4654 | 0.079969 | 2.0737 | 0.48657 | 0.011802 | 0.52329 | 0.42667 | 0.1259 | 0.073675 | 9.7431 | 7.4937 | 9.3426
246 | 45525.1734 | 0.86015 | 0.99364 | 1.1431 | 1.3162 | 13.5703 | 2.5279 | 2.1737 | 0.94957 | 0.40787 | 0.032354 | 6.7282 | 0.51119 | 0.22031 | 0.28691 | 0.12046 | 0.37685 | 0.08889 | 0.11697 | 0.50229 | 0.159 | 2.5288 | 2.2752 | 0.087228 | 1.6369 | 0.41968 | 0.011363 | 0.51871 | 0.46539 | 0.12905 | 0.055439 | 11.7936 | 8.1569 | 11.8315
247 | 50662.8974 | 0.75161 | 0.98758 | 1.4453 | 1.3 | 8.5842 | 1.2529 | 1.2665 | 1.3659 | 1.0094 | 0.033333 | 6.0283 | 2.8096 | 0.15614 | 0.32593 | 0.11339 | 0.2984 | 0.077809 | 0.12566 | 0.44516 | 0.23648 | 2.7068 | 2.1537 | 0.094689 | 1.5569 | 0.5103 | 0.013692 | 0.57368 | 0.54066 | 0.1284 | 0.077622 | 5.7235 | 7.1142 | 12.3083
248 | 40203.8086 | 0.80838 | 0.83854 | 1.277 | 1.2836 | 12.3689 | 2.7157 | 2.0028 | 1.8897 | 1.1343 | 0.049819 | 9.4754 | 1.8527 | 0.26338 | 0.28145 | 0.11637 | 0.30354 | 0.096362 | 0.1155 | 0.45826 | 0.1869 | 2.213 | 1.8577 | 0.09981 | 1.6441 | 0.49486 | 0.015189 | 0.57183 | 0.40568 | 0.10042 | 0.066826 | 7.1637 | 7.2044 | 13.989
249 | 49830.4301 | 0.78322 | 0.96471 | 1.1677 | 1.7335 | 11.6845 | 1.9466 | 3.101 | 0.42815 | 0.34962 | 0.067051 | 6.0672 | 3.5087 | 0.18981 | 0.2976 | 0.1497 | 0.2934 | 0.081645 | 0.1264 | 0.40135 | 0.2114 | 2.0951 | 2.5512 | 0.098515 | 1.9507 | 0.49817 | 0.013119 | 0.49138 | 0.51296 | 0.12919 | 0.064922 | 12.8406 | 9.2928 | 10.8663
250 | 48309.7474 | 0.81816 | 0.77719 | 1.2048 | 1.4823 | 7.7927 | 0.98495 | 2.8877 | 1.814 | 1.0957 | 0.043325 | 9.02 | 1.2616 | 0.37348 | 0.35608 | 0.12478 | 0.37591 | 0.081123 | 0.15067 | 0.52018 | 0.1992 | 2.2166 | 2.3645 | 0.10117 | 1.9718 | 0.44695 | 0.011221 | 0.59803 | 0.49134 | 0.12421 | 0.068008 | 11.2214 | 8.4739 | 12.0286
251 | 46422.3932 | 0.96004 | 0.78983 | 0.97202 | 1.1572 | 14.5007 | 2.5534 | 1.0597 | 0.77633 | 1.0967 | 0.045925 | 6.3595 | 1.0083 | 0.38553 | 0.30958 | 0.14626 | 0.37646 | 0.088939 | 0.13046 | 0.42017 | 0.16329 | 2.052 | 2.6314 | 0.0853 | 1.8038 | 0.43621 | 0.01329 | 0.52966 | 0.43689 | 0.092368 | 0.073247 | 7.3464 | 8.7577 | 11.805
252 | 49972.6157 | 0.83859 | 0.97647 | 1.3562 | 1.1666 | 11.8485 | 2.5608 | 3.0513 | 1.9964 | 0.59191 | 0.029896 | 9.9358 | 2.2542 | 0.29986 | 0.33351 | 0.14194 | 0.3238 | 0.09475 | 0.13941 | 0.49314 | 0.18168 | 2.4307 | 2.0639 | 0.086231 | 1.7354 | 0.42667 | 0.013689 | 0.58242 | 0.43975 | 0.12033 | 0.060385 | 10.3061 | 6.5511 | 8.602
253 | 54514.3489 | 0.76196 | 0.79683 | 1.2173 | 1.7691 | 13.9837 | 3.0612 | 2.2962 | 1.5523 | 0.76048 | 0.054949 | 6.2758 | 2.6542 | 0.28887 | 0.34816 | 0.16938 | 0.37041 | 0.080705 | 0.12964 | 0.44327 | 0.21255 | 1.7272 | 1.9497 | 0.10407 | 2.213 | 0.42965 | 0.01245 | 0.46269 | 0.48794 | 0.11978 | 0.075426 | 8.5949 | 8.2097 | 13.9148
254 | 36548.5914 | 0.95925 | 0.75127 | 1.3127 | 1.234 | 11.1304 | 1.6986 | 1.3261 | 1.9321 | 0.81884 | 0.056074 | 8.9503 | 3.0381 | 0.23727 | 0.32668 | 0.15333 | 0.33712 | 0.081274 | 0.13616 | 0.54178 | 0.20643 | 2.3469 | 2.3003 | 0.093107 | 1.7052 | 0.46075 | 0.012731 | 0.60547 | 0.54882 | 0.12891 | 0.063845 | 9.3589 | 8.0955 | 13.4525
255 | 38929.1241 | 0.87508 | 0.84493 | 1.5402 | 1.396 | 12.556 | 2.6952 | 3.3517 | 1.1961 | 0.55252 | 0.035714 | 9.3509 | 2.4369 | 0.23363 | 0.33759 | 0.13819 | 0.32162 | 0.085292 | 0.14487 | 0.36383 | 0.15785 | 2.0726 | 2.4403 | 0.084919 | 1.8841 | 0.46795 | 0.012355 | 0.46526 | 0.51196 | 0.12176 | 0.058507 | 7.8858 | 9.605 | 12.0086
256 | 48648.3695 | 0.85284 | 0.78641 | 1.5309 | 1.5384 | 13.4096 | 3.7199 | 2.6015 | 1.9667 | 0.62309 | 0.059678 | 7.9003 | 2.5833 | 0.20429 | 0.32804 | 0.11161 | 0.35115 | 0.080733 | 0.14242 | 0.50767 | 0.23716 | 2.5166 | 2.0944 | 0.078273 | 2.13 | 0.35611 | 0.01546 | 0.58146 | 0.45207 | 0.12404 | 0.06914 | 6.7369 | 7.9303 | 8.1216
257 | 47595.5026 | 0.97012 | 0.80081 | 1.21 | 1.6301 | 11.076 | 2.6945 | 0.5858 | 1.0709 | 0.39599 | 0.026518 | 7.5164 | 2.4907 | 0.35542 | 0.32431 | 0.14884 | 0.28625 | 0.074521 | 0.12218 | 0.44993 | 0.20318 | 2.1934 | 2.0839 | 0.080097 | 2.2038 | 0.45525 | 0.014963 | 0.59817 | 0.52788 | 0.12294 | 0.052896 | 10.8734 | 6.183 | 11.063
258 | 51657.447 | 0.91314 | 0.7391 | 1.3881 | 1.5024 | 10.5676 | 1.2569 | 3.2982 | 0.41856 | 0.97743 | 0.031115 | 8.8854 | 1.5469 | 0.27068 | 0.34132 | 0.1427 | 0.31037 | 0.082915 | 0.13982 | 0.38235 | 0.20431 | 2.3762 | 2.1338 | 0.085319 | 1.5436 | 0.36076 | 0.012466 | 0.48419 | 0.49314 | 0.14437 | 0.066892 | 10.5504 | 7.3701 | 14.7415
259 | 44931.2534 | 0.76131 | 0.72893 | 1.3036 | 1.4327 | 14.1632 | 0.7531 | 2.9332 | 0.46574 | 0.51582 | 0.029738 | 8.5872 | 2.2086 | 0.14048 | 0.30467 | 0.1284 | 0.33294 | 0.07704 | 0.14641 | 0.42141 | 0.23121 | 1.8301 | 2.1759 | 0.10243 | 2.0175 | 0.44175 | 0.012985 | 0.53223 | 0.50081 | 0.13917 | 0.079982 | 10.0144 | 7.4823 | 11.999
260 | 43908.7801 | 0.77619 | 0.95814 | 1.4567 | 1.2409 | 12.1316 | 1.9951 | 2.196 | 1.8731 | 0.89006 | 0.041522 | 8.0694 | 1.198 | 0.23668 | 0.2906 | 0.14458 | 0.30653 | 0.079651 | 0.13261 | 0.39568 | 0.20805 | 2.4192 | 1.8969 | 0.092698 | 1.8729 | 0.3669 | 0.011737 | 0.50759 | 0.4851 | 0.10346 | 0.058404 | 6.0413 | 6.4573 | 10.7328
261 | 52307.4842 | 0.94469 | 0.88506 | 1.0096 | 1.4652 | 16.3114 | 1.5384 | 1.5331 | 0.69722 | 0.48554 | 0.026174 | 9.1473 | 1.5352 | 0.38844 | 0.31936 | 0.15496 | 0.28502 | 0.081035 | 0.12875 | 0.50075 | 0.19339 | 2.5584 | 2.2313 | 0.09974 | 1.8803 | 0.50738 | 0.011457 | 0.60643 | 0.56453 | 0.12124 | 0.059869 | 9.6321 | 9.2139 | 12.8017
262 | 46178.8488 | 0.77413 | 0.87682 | 1.1916 | 1.3016 | 11.2497 | 3.3694 | 3.1123 | 1.0357 | 0.12845 | 0.047681 | 6.6385 | 2.0457 | 0.33355 | 0.35379 | 0.14686 | 0.28395 | 0.080377 | 0.14609 | 0.39751 | 0.18532 | 2.4385 | 2.5538 | 0.10297 | 1.6533 | 0.37628 | 0.013738 | 0.63615 | 0.38346 | 0.14132 | 0.070477 | 8.8828 | 8.7391 | 10.4446
263 | 50318.9759 | 0.85303 | 0.89866 | 1.1499 | 1.6484 | 9.4254 | 4.0474 | 3.2123 | 0.62502 | 0.82182 | 0.064329 | 9.8544 | 1.9327 | 0.18082 | 0.40279 | 0.13325 | 0.32707 | 0.070048 | 0.13089 | 0.35755 | 0.19762 | 2.5087 | 2.5387 | 0.083095 | 1.5054 | 0.35928 | 0.014452 | 0.62284 | 0.48928 | 0.13227 | 0.085128 | 9.021 | 7.1983 | 15.7192
264 | 44197.734 | 0.78743 | 0.90321 | 1.322 | 1.4051 | 11.8217 | 1.7438 | 1.7751 | 1.7057 | 0.4199 | 0.071171 | 6.9167 | 2.6294 | 0.35424 | 0.37918 | 0.15501 | 0.35101 | 0.075182 | 0.11764 | 0.36139 | 0.18185 | 2.099 | 2.7013 | 0.093859 | 1.9411 | 0.46526 | 0.01443 | 0.42349 | 0.55765 | 0.13703 | 0.063383 | 12.9984 | 8.5016 | 14.7819
265 | 41447.9014 | 0.79373 | 0.86435 | 1.0089 | 1.8296 | 13.7415 | 4.3366 | 1.8544 | 0.62678 | 0.27986 | 0.075986 | 6.4185 | 0.88513 | 0.31874 | 0.35944 | 0.15099 | 0.27866 | 0.093232 | 0.13252 | 0.43031 | 0.22141 | 2.2493 | 2.2251 | 0.089143 | 1.8703 | 0.4611 | 0.013211 | 0.55959 | 0.47745 | 0.13099 | 0.077568 | 13.3378 | 6.3473 | 12.8827
266 | 50635.3208 | 0.88619 | 0.72084 | 1.039 | 1.279 | 11.2173 | 2.9465 | 2.6477 | 1.4342 | 0.26308 | 0.035883 | 8.7804 | 0.99381 | 0.35623 | 0.31248 | 0.15764 | 0.3019 | 0.071147 | 0.12104 | 0.5348 | 0.1905 | 1.8796 | 2.5652 | 0.087907 | 1.8971 | 0.40321 | 0.011873 | 0.5796 | 0.47764 | 0.10798 | 0.065982 | 10.2234 | 9.7822 | 13.7936
267 | 44147.9747 | 0.93812 | 0.98784 | 0.94872 | 1.2354 | 8.1613 | 2.7695 | 1.8671 | 1.2996 | 1.0686 | 0.07883 | 6.7997 | 1.1839 | 0.35078 | 0.30033 | 0.13833 | 0.34393 | 0.089642 | 0.146 | 0.37858 | 0.20658 | 2.2628 | 2.6258 | 0.082663 | 1.6956 | 0.37198 | 0.012085 | 0.51751 | 0.49757 | 0.097793 | 0.07731 | 13.9333 | 7.7397 | 11.2389
268 | 48525.7185 | 0.98048 | 0.8793 | 1.5002 | 1.1433 | 9.417 | 3.523 | 2.974 | 1.2247 | 0.38479 | 0.042544 | 9.2913 | 2.6081 | 0.11103 | 0.37025 | 0.13935 | 0.30999 | 0.069438 | 0.14659 | 0.40499 | 0.19317 | 2.2908 | 2.1617 | 0.081878 | 1.7769 | 0.47708 | 0.012738 | 0.53291 | 0.5045 | 0.11126 | 0.072683 | 9.6964 | 9.6229 | 9.1128
269 | 41035.1549 | 0.96158 | 0.92309 | 1.1291 | 1.2973 | 10.8506 | 2.7616 | 1.4187 | 1.7193 | 0.54865 | 0.078181 | 6.0202 | 0.96682 | 0.20789 | 0.30777 | 0.10728 | 0.33141 | 0.083668 | 0.13204 | 0.48103 | 0.19684 | 2.4004 | 2.1429 | 0.080254 | 2.0121 | 0.42374 | 0.012598 | 0.4592 | 0.54515 | 0.13013 | 0.077152 | 13.382 | 8.5382 | 12.7986
270 | 54026.6575 | 0.99215 | 0.90375 | 1.041 | 1.1875 | 13.6926 | 3.2155 | 3.9405 | 1.7211 | 1.0204 | 0.076929 | 7.0741 | 3.296 | 0.38193 | 0.36415 | 0.12 | 0.36542 | 0.068316 | 0.11868 | 0.42152 | 0.17159 | 2.2016 | 2.0845 | 0.091665 | 2.0622 | 0.44779 | 0.011281 | 0.60205 | 0.454 | 0.11601 | 0.059181 | 8.6552 | 7.7021 | 12.9465
271 | 44914.4158 | 0.76476 | 0.72774 | 1.5479 | 1.262 | 13.5391 | 3.0956 | 2.6573 | 0.81013 | 1.1984 | 0.051891 | 8.0589 | 0.70909 | 0.25779 | 0.29208 | 0.13936 | 0.3621 | 0.080587 | 0.14353 | 0.52941 | 0.21226 | 1.8217 | 2.2488 | 0.098975 | 1.7184 | 0.45846 | 0.013724 | 0.43698 | 0.47574 | 0.13638 | 0.071744 | 9.2101 | 6.1783 | 12.4349
272 | 54303.2142 | 0.8685 | 0.96187 | 1.2575 | 1.3493 | 15.2949 | 2.1619 | 1.8687 | 1.907 | 0.33375 | 0.034051 | 8.8055 | 3.0875 | 0.24544 | 0.37324 | 0.16096 | 0.33501 | 0.092738 | 0.14781 | 0.41425 | 0.16838 | 2.2214 | 2.2167 | 0.088039 | 1.9079 | 0.40463 | 0.013321 | 0.59045 | 0.38274 | 0.12599 | 0.059893 | 6.9958 | 8.3975 | 8.3529
273 | 47279.4806 | 0.83424 | 0.76217 | 1.152 | 1.3977 | 11.9029 | 1.9852 | 1.6568 | 1.8031 | 0.52319 | 0.027385 | 9.5127 | 1.1437 | 0.43716 | 0.33014 | 0.12637 | 0.3428 | 0.071065 | 0.13829 | 0.47451 | 0.19941 | 2.289 | 2.3012 | 0.080424 | 1.8082 | 0.40856 | 0.013559 | 0.57753 | 0.51743 | 0.097521 | 0.054493 | 9.7555 | 7.4606 | 13.8288
274 | 44760.386 | 0.88564 | 0.75095 | 1.4031 | 1.5662 | 7.4312 | 3.1238 | 0.99661 | 0.66312 | 0.57442 | 0.024189 | 8.2053 | 0.62912 | 0.11762 | 0.35727 | 0.12999 | 0.39661 | 0.073389 | 0.14905 | 0.43565 | 0.19505 | 2.2307 | 1.9524 | 0.096318 | 1.8604 | 0.41706 | 0.011934 | 0.5826 | 0.54807 | 0.11932 | 0.074356 | 9.792 | 9.8293 | 14.7245
275 | 48891.2128 | 0.9623 | 0.78215 | 1.2972 | 1.6424 | 10.4063 | 3.175 | 3.8556 | 0.91999 | 1.0614 | 0.043504 | 6.7068 | 1.208 | 0.1282 | 0.37217 | 0.13097 | 0.317 | 0.07158 | 0.12226 | 0.4446 | 0.21561 | 2.0522 | 2.3253 | 0.093663 | 2.1684 | 0.46187 | 0.012708 | 0.487 | 0.55979 | 0.11376 | 0.082593 | 8.0478 | 6.5778 | 15.2483
276 | 46345.1578 | 0.87874 | 0.85165 | 1.4542 | 1.552 | 9.1319 | 3.8124 | 3.8793 | 1.0854 | 0.39061 | 0.020525 | 9.0123 | 3.8152 | 0.37853 | 0.29563 | 0.13554 | 0.3506 | 0.083459 | 0.12843 | 0.51442 | 0.21081 | 2.0622 | 2.3117 | 0.090246 | 2.007 | 0.39239 | 0.012816 | 0.531 | 0.54636 | 0.12437 | 0.073631 | 10.5217 | 9.4674 | 11.1304
277 | 50903.6092 | 0.85113 | 0.78521 | 1.0664 | 1.8134 | 9.9127 | 1.6161 | 3.0533 | 1.0908 | 0.23966 | 0.078341 | 9.5236 | 1.7812 | 0.27025 | 0.38113 | 0.13743 | 0.28319 | 0.090878 | 0.12979 | 0.50284 | 0.1837 | 2.0656 | 1.8613 | 0.087618 | 2.1261 | 0.38802 | 0.0143 | 0.44785 | 0.54231 | 0.13048 | 0.078582 | 12.2982 | 9.5325 | 11.2979
278 | 49932.5848 | 0.96973 | 0.7463 | 1.1537 | 1.6966 | 13.1762 | 4.1014 | 0.6767 | 1.1459 | 0.40424 | 0.071747 | 9.7656 | 3.0366 | 0.30033 | 0.34253 | 0.15048 | 0.33436 | 0.080082 | 0.13729 | 0.54789 | 0.17853 | 2.255 | 2.2158 | 0.10101 | 2.1186 | 0.39936 | 0.013712 | 0.55234 | 0.51116 | 0.13175 | 0.079432 | 10 | 6.9241 | 15.9703
279 | 47441.4776 | 0.93264 | 0.77617 | 1.5252 | 1.3079 | 12.1082 | 3.7438 | 3.7502 | 1.7387 | 0.62744 | 0.021014 | 7.909 | 1.0135 | 0.22852 | 0.3623 | 0.14181 | 0.3386 | 0.081493 | 0.13835 | 0.46618 | 0.19866 | 2.3735 | 2.1529 | 0.094511 | 1.5644 | 0.48838 | 0.012177 | 0.56895 | 0.46594 | 0.12584 | 0.071176 | 8.2167 | 6.1461 | 8.1647
280 | 47938.2534 | 0.87826 | 0.76358 | 1.1871 | 1.2569 | 11.1655 | 3.2291 | 2.5169 | 0.86896 | 0.64202 | 0.030886 | 7.438 | 3.7258 | 0.29828 | 0.32257 | 0.12518 | 0.33637 | 0.081061 | 0.13853 | 0.40578 | 0.22997 | 1.9649 | 2.6 | 0.094022 | 1.6407 | 0.40332 | 0.015243 | 0.65733 | 0.55147 | 0.10558 | 0.068704 | 13.7992 | 8.565 | 15.8193
281 | 50796.0462 | 0.86739 | 0.93057 | 1.1767 | 1.5002 | 11.9616 | 3.5455 | 3.9728 | 0.76568 | 0.77465 | 0.023807 | 7.4114 | 3.2888 | 0.16687 | 0.38992 | 0.12792 | 0.27398 | 0.083493 | 0.14208 | 0.445 | 0.21704 | 2.5535 | 2.5498 | 0.10006 | 1.8705 | 0.40233 | 0.01212 | 0.55074 | 0.5311 | 0.11613 | 0.076005 | 14.855 | 9.4759 | 12.9878
282 | 49699.1083 | 0.9969 | 0.91549 | 1.3828 | 1.1469 | 10.6885 | 1.2372 | 1.6931 | 1.8485 | 1.067 | 0.075852 | 7.1024 | 1.4577 | 0.43758 | 0.332 | 0.16223 | 0.35902 | 0.08453 | 0.13629 | 0.34502 | 0.16799 | 2.3637 | 2.3901 | 0.088878 | 1.7419 | 0.36567 | 0.012947 | 0.49957 | 0.48809 | 0.12397 | 0.059099 | 9.0712 | 9.3469 | 9.406
283 | 42291.7964 | 0.96088 | 0.71512 | 1.0395 | 1.2274 | 8.9088 | 2.5201 | 1.5076 | 0.62841 | 0.75499 | 0.044698 | 6.3306 | 1.5842 | 0.14233 | 0.36611 | 0.12546 | 0.30899 | 0.086965 | 0.15318 | 0.41008 | 0.17678 | 2.3569 | 2.7547 | 0.08292 | 1.8089 | 0.4365 | 0.014882 | 0.59604 | 0.54251 | 0.13829 | 0.075011 | 8.755 | 6.5152 | 15.5208
284 | 52043.126 | 0.79324 | 0.77676 | 1.2669 | 1.5553 | 9.066 | 3.192 | 3.4792 | 1.5456 | 0.88448 | 0.028942 | 7.0003 | 3.7992 | 0.3722 | 0.33561 | 0.15165 | 0.33214 | 0.085948 | 0.14015 | 0.41576 | 0.17204 | 2.3888 | 1.9006 | 0.088396 | 2.04 | 0.44424 | 0.012414 | 0.57017 | 0.49518 | 0.10762 | 0.077346 | 5.7598 | 9.0379 | 12.2617
285 | 46571.4728 | 0.84227 | 0.96423 | 1.1639 | 1.7416 | 6.201 | 2.2571 | 1.8998 | 0.5779 | 0.57308 | 0.079029 | 7.382 | 3.2779 | 0.32454 | 0.27003 | 0.129 | 0.30313 | 0.091936 | 0.13774 | 0.45452 | 0.17716 | 1.9859 | 2.2432 | 0.071793 | 1.8527 | 0.52418 | 0.013333 | 0.60262 | 0.47796 | 0.10523 | 0.073981 | 9.0758 | 7.3588 | 9.1093
286 | 52025.7746 | 0.98844 | 0.87887 | 0.95828 | 1.5358 | 10.5893 | 2.8767 | 0.84692 | 1.1114 | 0.23392 | 0.020163 | 6.5281 | 3.4338 | 0.16201 | 0.27504 | 0.15068 | 0.28768 | 0.068294 | 0.13171 | 0.46321 | 0.22109 | 1.963 | 2.2924 | 0.090383 | 2.0127 | 0.40657 | 0.010736 | 0.5421 | 0.44266 | 0.10264 | 0.063327 | 11.1696 | 6.7343 | 13.4717
287 | 46734.698 | 0.79948 | 0.84705 | 1.5428 | 1.1625 | 9.7085 | 2.9281 | 0.51508 | 1.4269 | 0.47737 | 0.078284 | 9.452 | 1.6193 | 0.40041 | 0.34908 | 0.11851 | 0.39006 | 0.077246 | 0.1501 | 0.50844 | 0.15994 | 2.0319 | 2.0586 | 0.07971 | 2.0266 | 0.44815 | 0.012516 | 0.46967 | 0.48073 | 0.12428 | 0.078027 | 13.1504 | 6.8082 | 14.1288
288 | 55526.9645 | 0.84671 | 0.87161 | 1.4708 | 1.8061 | 11.2084 | 1.4439 | 3.9295 | 0.6031 | 0.050597 | 0.053574 | 8.0501 | 1.4276 | 0.2841 | 0.29848 | 0.13621 | 0.3292 | 0.069071 | 0.12825 | 0.4228 | 0.20937 | 1.8547 | 2.1775 | 0.083841 | 2.0984 | 0.4361 | 0.012803 | 0.5932 | 0.43693 | 0.098024 | 0.083073 | 7.3147 | 9.6528 | 14.2227
289 | 41731.271 | 0.76945 | 0.89883 | 1.4752 | 1.553 | 7.2814 | 3.3301 | 2.0698 | 1.2296 | 0.32041 | 0.035658 | 8.0064 | 2.6187 | 0.33718 | 0.30788 | 0.12949 | 0.37982 | 0.083612 | 0.15253 | 0.38696 | 0.20505 | 2.195 | 2.3035 | 0.088928 | 2.0833 | 0.40294 | 0.010332 | 0.56181 | 0.48896 | 0.10283 | 0.079875 | 10.6449 | 8.68 | 11.8961
290 | 39109.7547 | 0.88127 | 0.81504 | 1.1152 | 1.7442 | 13.913 | 4.1946 | 1.3393 | 1.0577 | 0.81993 | 0.027776 | 6.1352 | 1.321 | 0.40034 | 0.28833 | 0.12882 | 0.34607 | 0.07796 | 0.14377 | 0.47505 | 0.21438 | 2.2526 | 2.637 | 0.082736 | 1.7784 | 0.51078 | 0.014988 | 0.54936 | 0.5297 | 0.11503 | 0.080444 | 8.4616 | 9.8055 | 9.1479
291 | 47221.5181 | 0.89537 | 0.86538 | 1.0017 | 1.2061 | 11.6618 | 3.5204 | 1.7049 | 0.89418 | 0.26107 | 0.071984 | 8.3046 | 0.61201 | 0.16041 | 0.39783 | 0.14337 | 0.41248 | 0.091167 | 0.13496 | 0.47942 | 0.21157 | 2.4898 | 2.3182 | 0.094303 | 1.6574 | 0.36403 | 0.013595 | 0.56681 | 0.5931 | 0.13654 | 0.062449 | 13.1111 | 8.2491 | 14.0794
292 | 41350.9537 | 0.76994 | 0.77906 | 1.5449 | 1.5618 | 12.1448 | 2.6324 | 1.9738 | 0.53466 | 1.1605 | 0.038186 | 8.9425 | 2.7922 | 0.35186 | 0.33663 | 0.15317 | 0.37148 | 0.086218 | 0.13925 | 0.47414 | 0.19794 | 2.0594 | 2.2881 | 0.088762 | 1.6504 | 0.44159 | 0.014344 | 0.56527 | 0.53217 | 0.10611 | 0.071222 | 11.6481 | 7.1782 | 13.1188
293 | 40566.528 | 0.97773 | 0.91081 | 1.2345 | 1.6091 | 11.7568 | 3.6398 | 2.2839 | 1.9718 | 0.4833 | 0.042705 | 9.622 | 0.78871 | 0.12602 | 0.27393 | 0.16077 | 0.33811 | 0.083307 | 0.12328 | 0.3877 | 0.17287 | 2.1063 | 2.4055 | 0.08856 | 1.6942 | 0.47459 | 0.012519 | 0.65557 | 0.43883 | 0.13404 | 0.069601 | 11.0753 | 9.0073 | 11.8425
294 | 39038.4396 | 0.9252 | 0.71425 | 1.188 | 1.4239 | 11.0146 | 2.1678 | 0.88335 | 1.7272 | 0.58774 | 0.067364 | 8.8697 | 3.5658 | 0.3259 | 0.35125 | 0.13518 | 0.28776 | 0.081958 | 0.13463 | 0.43795 | 0.20669 | 2.0566 | 2.3523 | 0.073336 | 2.0743 | 0.44 | 0.013526 | 0.6315 | 0.50459 | 0.12864 | 0.074247 | 12.329 | 9.9116 | 8.9075
295 | 42476.291 | 0.91144 | 0.72583 | 1.0475 | 1.7151 | 11.9918 | 1.5536 | 1.5868 | 1.5131 | 0.98042 | 0.071376 | 8.0225 | 1.8732 | 0.16388 | 0.35491 | 0.12085 | 0.35814 | 0.083373 | 0.11235 | 0.46212 | 0.18433 | 2.1173 | 2.2062 | 0.076526 | 1.8587 | 0.41032 | 0.013619 | 0.59482 | 0.55314 | 0.13106 | 0.063982 | 10.2886 | 7.617 | 10.8975
296 | 55979.9906 | 0.97484 | 0.71504 | 1.4429 | 1.4889 | 13.0796 | 2.3297 | 1.9819 | 1.8512 | 0.65792 | 0.068962 | 7.8262 | 3.0333 | 0.17072 | 0.36401 | 0.14275 | 0.30601 | 0.073272 | 0.11608 | 0.39891 | 0.17258 | 2.1828 | 2.516 | 0.082985 | 1.7997 | 0.40525 | 0.0128 | 0.51608 | 0.47243 | 0.1372 | 0.073797 | 10.547 | 7.565 | 11.6853
297 | 47175.0869 | 0.76519 | 0.72322 | 1.1747 | 1.3234 | 6.3513 | 1.3716 | 2.5341 | 1.2476 | 0.79384 | 0.048408 | 7.2471 | 3.2678 | 0.23848 | 0.36743 | 0.14615 | 0.27079 | 0.076905 | 0.13574 | 0.50634 | 0.21025 | 2.3027 | 2.3762 | 0.087179 | 1.7549 | 0.49432 | 0.010977 | 0.65474 | 0.46472 | 0.12325 | 0.056922 | 11.4569 | 7.1003 | 15.0793
298 | 48849.3508 | 0.7534 | 0.77024 | 1.003 | 1.3749 | 6.3217 | 0.79017 | 3.3951 | 0.84466 | 0.43285 | 0.032601 | 6.1156 | 2.7129 | 0.30328 | 0.38312 | 0.13702 | 0.36236 | 0.067571 | 0.14873 | 0.36329 | 0.2017 | 2.6696 | 2.4898 | 0.085803 | 2.053 | 0.46445 | 0.014577 | 0.54834 | 0.45645 | 0.12464 | 0.056435 | 10.0415 | 8.2259 | 11.4237
299 | 48063.9172 | 0.89397 | 0.75186 | 1.3597 | 1.1746 | 12.5101 | 2.8459 | 2.6239 | 1.8466 | 0.34841 | 0.020456 | 8.0636 | 0.64394 | 0.29384 | 0.37737 | 0.13381 | 0.29508 | 0.078682 | 0.15537 | 0.47273 | 0.19468 | 2.2429 | 2.622 | 0.088683 | 1.4732 | 0.51484 | 0.013012 | 0.57822 | 0.46683 | 0.1333 | 0.070055 | 9.8139 | 7.917 | 11.7771
300 | 41279.3903 | 0.83586 | 0.88848 | 1.0861 | 1.8617 | 9.1287 | 3.6278 | 2.0578 | 1.4127 | 0.29012 | 0.069974 | 8.3144 | 3.8028 | 0.11309 | 0.37842 | 0.13785 | 0.36001 | 0.086939 | 0.14358 | 0.49567 | 0.20243 | 1.9676 | 2.3428 | 0.080134 | 1.7579 | 0.49 | 0.015293 | 0.59131 | 0.41857 | 0.13557 | 0.072497 | 8.3462 | 9.5693 | 12.6675
301 | 47213.0098 | 0.83525 | 0.7887 | 1.2463 | 1.5746 | 11.7026 | 2.4282 | 3.813 | 1.4391 | 0.98574 | 0.076334 | 8.3744 | 1.6298 | 0.27096 | 0.31991 | 0.14078 | 0.29292 | 0.073867 | 0.13474 | 0.37233 | 0.19728 | 2.1216 | 2.391 | 0.083468 | 1.9448 | 0.41585 | 0.010942 | 0.60815 | 0.56253 | 0.11763 | 0.055642 | 8.5763 | 7.2672 | 12.8546
302 | 42776.9049 | 0.82265 | 0.95229 | 1.1854 | 1.1865 | 11.641 | 1.3817 | 3.0628 | 0.80191 | 0.36757 | 0.036821 | 8.129 | 2.8486 | 0.18268 | 0.39836 | 0.14248 | 0.33159 | 0.092258 | 0.13842 | 0.47106 | 0.23905 | 1.798 | 2.4288 | 0.087339 | 2.1034 | 0.48978 | 0.012461 | 0.49006 | 0.49349 | 0.11067 | 0.083788 | 13.1585 | 8.79 | 15.9791
303 | 56754.9837 | 0.76458 | 0.75434 | 1.5246 | 1.7748 | 7.9803 | 2.8411 | 1.7195 | 0.87359 | 0.68044 | 0.040282 | 6.2428 | 3.4308 | 0.20756 | 0.32404 | 0.142 | 0.34778 | 0.094862 | 0.13151 | 0.45748 | 0.20945 | 2.0209 | 1.8862 | 0.081593 | 1.9184 | 0.46769 | 0.011954 | 0.58495 | 0.48757 | 0.12788 | 0.077383 | 6.6934 | 8.9292 | 12.4763
304 | 40544.1436 | 0.93529 | 0.99775 | 1.2026 | 1.415 | 9.113 | 2.2393 | 2.0411 | 0.97674 | 0.64268 | 0.077174 | 9.819 | 3.5863 | 0.1167 | 0.34991 | 0.13278 | 0.33113 | 0.08655 | 0.11009 | 0.41401 | 0.18516 | 1.8667 | 2.3198 | 0.10141 | 2.1153 | 0.46536 | 0.011618 | 0.4918 | 0.4875 | 0.12983 | 0.063188 | 11.9771 | 7.2897 | 12.8401
305 | 45369.1525 | 0.93871 | 0.87549 | 1.3467 | 1.7202 | 13.2057 | 2.6225 | 2.3706 | 0.81823 | 0.60706 | 0.074849 | 8.8561 | 2.6491 | 0.35781 | 0.34166 | 0.14116 | 0.3279 | 0.072104 | 0.11739 | 0.38468 | 0.18138 | 2.3006 | 2.2726 | 0.078569 | 1.7598 | 0.40598 | 0.015866 | 0.57473 | 0.45303 | 0.13336 | 0.06867 | 11.6567 | 6.343 | 8.0654
306 | 50588.0772 | 0.92903 | 0.73298 | 1.1574 | 1.209 | 11.8863 | 3.3823 | 3.1493 | 0.67281 | 1.0651 | 0.050112 | 7.7021 | 2.3645 | 0.23379 | 0.38195 | 0.13173 | 0.3336 | 0.089154 | 0.14834 | 0.386 | 0.19125 | 2.4986 | 2.0736 | 0.094401 | 2.0279 | 0.37958 | 0.011356 | 0.56966 | 0.49355 | 0.13753 | 0.078139 | 8.169 | 8.4981 | 14.7635
307 | 45950.0764 | 0.79062 | 0.97311 | 1.0364 | 1.4089 | 16.4881 | 3.4806 | 3.9228 | 0.70057 | 0.2134 | 0.040698 | 7.455 | 0.69522 | 0.23268 | 0.36905 | 0.12315 | 0.38129 | 0.097316 | 0.11682 | 0.40171 | 0.18781 | 2.0409 | 2.2387 | 0.095928 | 1.8673 | 0.40481 | 0.015285 | 0.58509 | 0.48943 | 0.1329 | 0.084715 | 10.5734 | 8.083 | 13.5041
308 | 43544.9504 | 0.95796 | 0.80348 | 1.3178 | 1.2896 | 9.7134 | 1.7057 | 2.755 | 1.8673 | 0.22241 | 0.026865 | 8.3169 | 1.3111 | 0.12449 | 0.27959 | 0.12501 | 0.35854 | 0.077909 | 0.13155 | 0.46496 | 0.21276 | 2.3445 | 2.1257 | 0.083182 | 2.0017 | 0.52838 | 0.01114 | 0.51702 | 0.57564 | 0.11426 | 0.06755 | 11.2305 | 9.7897 | 11.888
309 | 49626.188 | 0.93191 | 0.92672 | 1.0203 | 1.1729 | 14.8323 | 3.1084 | 2.9677 | 1.0767 | 0.31533 | 0.030132 | 9.8605 | 3.5773 | 0.3634 | 0.27875 | 0.13663 | 0.31376 | 0.074094 | 0.12444 | 0.43398 | 0.16933 | 2.225 | 2.4637 | 0.075135 | 2.1006 | 0.50973 | 0.012525 | 0.52814 | 0.39656 | 0.11577 | 0.063534 | 8.394 | 6.7854 | 8.693
310 | 47932.8662 | 0.9848 | 0.83441 | 1.3382 | 1.3944 | 8.9399 | 3.1807 | 3.556 | 1.2982 | 0.98345 | 0.043555 | 8.6556 | 1.1545 | 0.30206 | 0.29488 | 0.13731 | 0.32533 | 0.082709 | 0.13816 | 0.41387 | 0.21965 | 2.6226 | 2.3464 | 0.088225 | 1.4975 | 0.51461 | 0.014291 | 0.54816 | 0.55524 | 0.10023 | 0.076779 | 14.221 | 8.3787 | 10.9387
311 | 53406.3726 | 0.96672 | 0.9023 | 1.2447 | 1.6951 | 11.3634 | 4.2455 | 3.4133 | 1.8228 | 1.1118 | 0.055854 | 7.2092 | 3.7077 | 0.25122 | 0.34499 | 0.14747 | 0.35383 | 0.090334 | 0.13435 | 0.41245 | 0.19593 | 2.055 | 2.2222 | 0.086162 | 1.9731 | 0.34984 | 0.012524 | 0.59182 | 0.4514 | 0.13373 | 0.07475 | 13.6827 | 7.4144 | 9.9299
312 | 47253.3717 | 0.97792 | 0.90558 | 1.3361 | 1.8399 | 11.3345 | 4.0991 | 3.5202 | 1.3713 | 0.77772 | 0.028006 | 9.2623 | 1.6684 | 0.24999 | 0.29164 | 0.13899 | 0.3342 | 0.067769 | 0.12395 | 0.45857 | 0.20632 | 2.3324 | 2.7375 | 0.10095 | 2.0491 | 0.40564 | 0.012131 | 0.4306 | 0.55791 | 0.14782 | 0.071999 | 12.4458 | 9.6364 | 13.0492
313 | 39593.1024 | 0.94865 | 0.84842 | 1.537 | 1.8735 | 9.3251 | 1.4298 | 2.1766 | 0.75707 | 0.17454 | 0.022289 | 9.0706 | 3.4706 | 0.3694 | 0.31081 | 0.15359 | 0.3319 | 0.085832 | 0.14897 | 0.36814 | 0.18902 | 2.4484 | 2.1468 | 0.10307 | 1.6099 | 0.51192 | 0.011809 | 0.55344 | 0.48537 | 0.13818 | 0.072988 | 9.4017 | 6.0095 | 15.3793
314 | 46267.1453 | 0.87338 | 0.94729 | 0.99366 | 1.1263 | 5.9232 | 2.1824 | 0.82619 | 1.8373 | 1.0022 | 0.063484 | 8.2842 | 3.8699 | 0.36247 | 0.39557 | 0.16024 | 0.29568 | 0.078746 | 0.12094 | 0.4455 | 0.1894 | 2.2218 | 2.3778 | 0.072044 | 1.4336 | 0.46434 | 0.012165 | 0.52418 | 0.50652 | 0.1172 | 0.070606 | 10.3298 | 9.4186 | 11.0537
315 | 49333.0016 | 0.93216 | 0.93878 | 1.4992 | 1.4864 | 10.1599 | 1.4009 | 0.96621 | 0.62909 | 1.17 | 0.036923 | 8.4083 | 3.5164 | 0.16629 | 0.40448 | 0.15546 | 0.36368 | 0.070515 | 0.11641 | 0.36974 | 0.2258 | 2.4042 | 1.8851 | 0.071169 | 1.999 | 0.43543 | 0.010282 | 0.62942 | 0.47405 | 0.12092 | 0.068203 | 10.843 | 7.9819 | 12.765
316 | 54633.2391 | 0.93896 | 0.92155 | 1.5468 | 1.2012 | 11.5993 | 4.0774 | 3.4942 | 0.77516 | 1.1022 | 0.03269 | 6.2183 | 2.9348 | 0.39875 | 0.38492 | 0.12892 | 0.32836 | 0.090784 | 0.11425 | 0.47231 | 0.19737 | 1.7452 | 2.1688 | 0.08401 | 1.8402 | 0.43269 | 0.014572 | 0.63913 | 0.51981 | 0.10068 | 0.072607 | 12.0561 | 8.7125 | 11.2545
317 | 47147.4135 | 0.93749 | 0.83908 | 1.283 | 1.4084 | 12.5053 | 2.1341 | 0.54663 | 0.66585 | 0.16661 | 0.051735 | 6.2558 | 3.9562 | 0.29866 | 0.36012 | 0.13634 | 0.33488 | 0.091403 | 0.12773 | 0.41252 | 0.23499 | 2.3677 | 1.9993 | 0.073407 | 1.8823 | 0.41238 | 0.011395 | 0.47014 | 0.42753 | 0.13021 | 0.067595 | 9.0873 | 8.3421 | 11.09
318 | 50466.9044 | 0.97859 | 0.90052 | 1.0319 | 1.5399 | 8.0873 | 2.3093 | 1.4264 | 1.7818 | 0.4431 | 0.020202 | 6.2924 | 3.6836 | 0.36355 | 0.36629 | 0.14915 | 0.33568 | 0.070747 | 0.13604 | 0.468 | 0.19373 | 2.3478 | 2.3 | 0.094751 | 1.7344 | 0.45674 | 0.011582 | 0.59254 | 0.57142 | 0.11839 | 0.076098 | 13.4071 | 9.0831 | 8.2337
319 | 43153.7314 | 0.98968 | 0.85398 | 1.3363 | 1.584 | 11.1226 | 2.1753 | 2.711 | 0.87404 | 0.18317 | 0.073779 | 8.667 | 2.1204 | 0.17865 | 0.31819 | 0.11025 | 0.36009 | 0.072063 | 0.10686 | 0.39842 | 0.20158 | 2.4494 | 2.362 | 0.072876 | 1.8455 | 0.47044 | 0.014195 | 0.55707 | 0.40988 | 0.12805 | 0.073689 | 9.7013 | 7.7407 | 8.765
320 | 35807.2856 | 0.9973 | 0.93335 | 1.2651 | 1.6872 | 12.8962 | 1.6226 | 1.4612 | 0.91822 | 0.70777 | 0.076731 | 8.2638 | 3.8551 | 0.40697 | 0.37472 | 0.14567 | 0.37785 | 0.078363 | 0.12273 | 0.45115 | 0.19949 | 1.9103 | 2.0204 | 0.088732 | 2.1429 | 0.47522 | 0.010561 | 0.46146 | 0.55638 | 0.10336 | 0.055924 | 10.1182 | 6.4639 | 8.5148
321 | 49309.9059 | 0.89312 | 0.83798 | 1.3538 | 1.1576 | 14.6521 | 4.0462 | 2.8702 | 1.3536 | 0.89721 | 0.052982 | 9.8744 | 2.9749 | 0.13568 | 0.32115 | 0.14494 | 0.34979 | 0.08376 | 0.11025 | 0.46189 | 0.24327 | 2.3853 | 2.4595 | 0.072243 | 1.9198 | 0.41457 | 0.013829 | 0.66109 | 0.52713 | 0.14293 | 0.07241 | 13.5655 | 6.4087 | 8.6834
322 | 43864.9051 | 0.7568 | 0.99263 | 1.501 | 1.8168 | 10.5998 | 3.9497 | 0.83754 | 1.771 | 0.20304 | 0.035188 | 9.2306 | 1.5894 | 0.16845 | 0.39625 | 0.14147 | 0.29766 | 0.064579 | 0.11892 | 0.45208 | 0.19906 | 2.2156 | 2.3656 | 0.10131 | 1.8298 | 0.38614 | 0.011382 | 0.65795 | 0.55814 | 0.11247 | 0.07719 | 12.5336 | 8.301 | 13.5679
323 | 53522.9181 | 0.82964 | 0.74669 | 1.3954 | 1.1889 | 14.1886 | 2.6763 | 3.2922 | 1.5494 | 0.32497 | 0.065312 | 8.9204 | 0.79701 | 0.25499 | 0.34301 | 0.14143 | 0.28898 | 0.069975 | 0.11264 | 0.46604 | 0.21033 | 2.5454 | 2.2831 | 0.091571 | 1.5408 | 0.52253 | 0.015475 | 0.66573 | 0.5585 | 0.11678 | 0.059315 | 13.0851 | 7.9039 | 9.8412
324 | 46525.2779 | 0.82175 | 0.96136 | 0.98148 | 1.8119 | 7.8609 | 1.6962 | 3.2615 | 1.2205 | 0.62098 | 0.049111 | 8.0556 | 2.8027 | 0.37556 | 0.34664 | 0.14285 | 0.31258 | 0.080494 | 0.12495 | 0.50676 | 0.19887 | 2.1531 | 1.9713 | 0.099596 | 1.8959 | 0.41653 | 0.015111 | 0.58557 | 0.50038 | 0.13417 | 0.068812 | 12.473 | 8.6195 | 15.6278
325 | 47447.2107 | 0.91581 | 0.8796 | 1.0457 | 1.4941 | 8.4759 | 2.6505 | 2.4506 | 1.9411 | 0.71369 | 0.037062 | 9.7771 | 2.0116 | 0.19663 | 0.3534 | 0.14753 | 0.29941 | 0.071493 | 0.1446 | 0.48459 | 0.21415 | 2.3914 | 2.0231 | 0.09704 | 1.886 | 0.43468 | 0.014228 | 0.4699 | 0.47421 | 0.10255 | 0.074495 | 9.6742 | 7.9844 | 11.2021
326 | 37731.2473 | 0.89238 | 0.73735 | 1.2937 | 1.8458 | 12.676 | 2.542 | 1.6676 | 0.95088 | 0.30903 | 0.059145 | 7.5209 | 1.2363 | 0.26803 | 0.36756 | 0.13842 | 0.32977 | 0.085697 | 0.14185 | 0.42899 | 0.18611 | 2.1968 | 2.2404 | 0.095031 | 2.2546 | 0.44264 | 0.014936 | 0.53152 | 0.56106 | 0.1249 | 0.064433 | 7.8687 | 7.8681 | 10.3649
327 | 46201.4984 | 0.91746 | 0.91339 | 0.98124 | 1.7314 | 13.2046 | 3.0707 | 1.13 | 1.3037 | 0.16434 | 0.045464 | 7.9764 | 1.9056 | 0.29212 | 0.38728 | 0.13541 | 0.32099 | 0.085282 | 0.11282 | 0.51573 | 0.18231 | 2.566 | 2.1841 | 0.091237 | 1.7385 | 0.49356 | 0.012535 | 0.51542 | 0.55721 | 0.12322 | 0.059955 | 6.4316 | 7.5961 | 10.9565
328 | 41389.366 | 0.75319 | 0.71938 | 1.3869 | 1.1523 | 11.8044 | 2.6676 | 3.2168 | 0.85287 | 0.6465 | 0.021807 | 6.3086 | 1.4842 | 0.40587 | 0.39119 | 0.10968 | 0.3913 | 0.074839 | 0.12817 | 0.50607 | 0.20351 | 2.654 | 2.463 | 0.08932 | 1.8484 | 0.3683 | 0.01382 | 0.57412 | 0.45175 | 0.12813 | 0.076589 | 8.7753 | 9.7067 | 15.7356
329 | 47347.1786 | 0.92705 | 0.89765 | 1.3477 | 1.6388 | 14.3929 | 3.9377 | 1.0692 | 1.2837 | 0.19783 | 0.077605 | 7.7257 | 3.7964 | 0.20175 | 0.28404 | 0.15595 | 0.37002 | 0.079256 | 0.12516 | 0.46197 | 0.1937 | 2.2697 | 2.1672 | 0.080719 | 2.0896 | 0.47963 | 0.014259 | 0.47968 | 0.47639 | 0.1082 | 0.071264 | 13.177 | 6.1895 | 15.507
330 | 46437.0477 | 0.90159 | 0.97233 | 1.3692 | 1.7489 | 16.05 | 3.2901 | 1.4671 | 0.64477 | 1.1643 | 0.079742 | 8.8528 | 3.9491 | 0.14846 | 0.37407 | 0.11732 | 0.33738 | 0.092136 | 0.12798 | 0.45353 | 0.21059 | 2.2001 | 2.3689 | 0.077511 | 2.1507 | 0.4091 | 0.011287 | 0.64079 | 0.5267 | 0.12272 | 0.059683 | 10.9627 | 6.7084 | 15.8968
331 | 46777.1656 | 0.94248 | 0.93297 | 1.5039 | 1.7773 | 13.8588 | 1.7201 | 3.769 | 1.7484 | 0.26491 | 0.071884 | 7.9722 | 1.7706 | 0.20501 | 0.34841 | 0.16869 | 0.3203 | 0.071841 | 0.12233 | 0.4443 | 0.21503 | 2.4438 | 2.2706 | 0.093022 | 1.6455 | 0.4081 | 0.012049 | 0.59152 | 0.51828 | 0.12565 | 0.07962 | 11.7877 | 7.3754 | 12.705
332 | 46145.4006 | 0.83612 | 0.88634 | 1.1253 | 1.138 | 10.8369 | 1.9401 | 3.5037 | 1.1003 | 0.584 | 0.028938 | 8.0138 | 2.3677 | 0.24638 | 0.29358 | 0.12222 | 0.3099 | 0.090148 | 0.12337 | 0.49549 | 0.16656 | 2.1831 | 2.1892 | 0.09294 | 2.0931 | 0.50444 | 0.010165 | 0.65415 | 0.52802 | 0.13471 | 0.080466 | 10.4096 | 7.9124 | 11.3994
333 | 45681.2582 | 0.78694 | 0.84856 | 0.95968 | 1.2583 | 8.2561 | 2.4374 | 1.5267 | 1.7242 | 0.33858 | 0.038241 | 8.5378 | 3.0849 | 0.22099 | 0.33211 | 0.14516 | 0.29363 | 0.092605 | 0.14959 | 0.4487 | 0.21185 | 2.2533 | 2.6566 | 0.095496 | 1.6567 | 0.38232 | 0.014391 | 0.60479 | 0.47954 | 0.10595 | 0.058809 | 7.3794 | 6.9788 | 13.6179
334 | 45812.8894 | 0.7819 | 0.76916 | 1.0192 | 1.4507 | 10.537 | 3.6029 | 1.8067 | 0.6912 | 1.1784 | 0.04486 | 7.9251 | 3.3995 | 0.29008 | 0.37688 | 0.1198 | 0.36048 | 0.078408 | 0.13113 | 0.52412 | 0.18882 | 1.9376 | 1.9812 | 0.085172 | 2.0943 | 0.42876 | 0.014461 | 0.62139 | 0.51833 | 0.1389 | 0.057683 | 8.2254 | 9.146 | 8.1952
335 | 45421.0012 | 0.80455 | 0.82217 | 1.1739 | 1.6188 | 7.7041 | 1.7848 | 3.3647 | 0.6749 | 0.33106 | 0.072582 | 7.3603 | 0.93526 | 0.43882 | 0.40387 | 0.13067 | 0.33593 | 0.087043 | 0.14131 | 0.44451 | 0.20885 | 2.5566 | 2.6187 | 0.093373 | 1.6494 | 0.42126 | 0.013296 | 0.5762 | 0.39186 | 0.11608 | 0.06713 | 12.872 | 7.6517 | 10.198
336 | 39819.6675 | 0.79136 | 0.92608 | 1.3184 | 1.3952 | 5.8247 | 4.3052 | 0.72181 | 0.65519 | 0.93116 | 0.02827 | 9.8914 | 2.5674 | 0.38963 | 0.29417 | 0.13247 | 0.34824 | 0.08554 | 0.11136 | 0.46544 | 0.18452 | 2.1139 | 2.0454 | 0.088417 | 1.587 | 0.41877 | 0.011377 | 0.51851 | 0.52192 | 0.1153 | 0.069418 | 7.1334 | 8.8725 | 13.3021
337 | 48486.1197 | 0.94499 | 0.76696 | 1.2859 | 1.7723 | 9.6946 | 1.2769 | 1.6009 | 1.7688 | 1.0154 | 0.047821 | 7.1935 | 3.4262 | 0.21775 | 0.3293 | 0.12466 | 0.3574 | 0.074742 | 0.12828 | 0.40408 | 0.21942 | 2.3609 | 2.3381 | 0.086089 | 1.9537 | 0.46575 | 0.013348 | 0.56143 | 0.4011 | 0.11829 | 0.067658 | 10.8986 | 7.6466 | 9.9579
338 | 52000.0665 | 0.91084 | 0.87438 | 1.0005 | 1.3688 | 8.2485 | 2.1557 | 1.4812 | 1.2686 | 0.66148 | 0.0367 | 8.4529 | 1.2454 | 0.31751 | 0.3699 | 0.13749 | 0.35443 | 0.08196 | 0.15614 | 0.45679 | 0.16558 | 2.3744 | 2.0117 | 0.097914 | 1.5252 | 0.36536 | 0.012483 | 0.59585 | 0.49426 | 0.134 | 0.081509 | 7.441 | 9.3524 | 10.1065
339 | 46365.6605 | 0.92638 | 0.71555 | 1.0816 | 1.3599 | 16.5642 | 4.2527 | 2.2208 | 0.66843 | 0.99 | 0.050448 | 6.711 | 0.83965 | 0.19641 | 0.28481 | 0.14761 | 0.36245 | 0.062887 | 0.12669 | 0.42421 | 0.18995 | 2.4885 | 2.1408 | 0.097695 | 1.7262 | 0.35113 | 0.012377 | 0.44839 | 0.46238 | 0.11189 | 0.065285 | 7.7043 | 9.7929 | 10.836
340 | 52129.0126 | 0.99422 | 0.82271 | 1.5619 | 1.6903 | 10.1758 | 3.8487 | 3.3068 | 0.71885 | 0.41151 | 0.045105 | 7.0229 | 3.0093 | 0.1534 | 0.34863 | 0.12522 | 0.39427 | 0.068951 | 0.11631 | 0.45196 | 0.19777 | 2.2897 | 2.3258 | 0.10375 | 2.0746 | 0.44794 | 0.012652 | 0.59273 | 0.51427 | 0.10862 | 0.074571 | 10.1095 | 8.5721 | 15.1595
341 | 37045.547 | 0.79286 | 0.89525 | 0.97706 | 1.6793 | 10.2629 | 2.4905 | 3.5705 | 1.4537 | 1.1617 | 0.027457 | 6.8768 | 2.9306 | 0.17848 | 0.31713 | 0.10926 | 0.38356 | 0.078264 | 0.15307 | 0.38843 | 0.22349 | 2.2701 | 2.0909 | 0.071012 | 1.7655 | 0.35158 | 0.012233 | 0.47887 | 0.42978 | 0.13141 | 0.072334 | 9.4692 | 7.6723 | 10.0325
342 | 47102.537 | 0.99377 | 0.98615 | 1.2481 | 1.2478 | 9.8424 | 4.6287 | 2.4985 | 0.47035 | 0.70311 | 0.052364 | 9.5914 | 1.948 | 0.14906 | 0.39216 | 0.14859 | 0.28346 | 0.068454 | 0.14817 | 0.42771 | 0.23131 | 2.0091 | 2.1133 | 0.090936 | 1.7625 | 0.4783 | 0.011135 | 0.68007 | 0.38771 | 0.12667 | 0.076689 | 10.3391 | 8.328 | 11.6554
343 | 50000.3604 | 0.95816 | 0.97454 | 1.0728 | 1.45 | 11.5442 | 1.4351 | 1.6779 | 1.6338 | 0.67173 | 0.053937 | 7.1222 | 1.3249 | 0.14137 | 0.27162 | 0.15691 | 0.3563 | 0.073663 | 0.1326 | 0.52619 | 0.18983 | 2.0444 | 2.1057 | 0.089843 | 1.6419 | 0.40354 | 0.014528 | 0.53972 | 0.42318 | 0.13272 | 0.063782 | 8.4427 | 9.1339 | 8.3972
344 | 45505.7454 | 0.86261 | 0.87143 | 1.2863 | 1.3482 | 8.3452 | 1.1232 | 1.7259 | 0.58471 | 0.67646 | 0.057813 | 7.1897 | 1.9867 | 0.42459 | 0.30379 | 0.13633 | 0.31068 | 0.078456 | 0.13632 | 0.54219 | 0.17448 | 2.4927 | 2.6447 | 0.10106 | 1.825 | 0.49755 | 0.013793 | 0.48052 | 0.4305 | 0.1293 | 0.061677 | 11.0876 | 8.2906 | 15.5719
345 | 47709.7673 | 0.87885 | 0.71379 | 1.0132 | 1.798 | 10.5664 | 1.8182 | 3.4703 | 0.50091 | 0.29337 | 0.072143 | 6.5418 | 2.1053 | 0.27701 | 0.34321 | 0.14228 | 0.33431 | 0.073743 | 0.14395 | 0.44886 | 0.22227 | 2.34 | 2.5139 | 0.0975 | 1.8268 | 0.42529 | 0.0098491 | 0.50849 | 0.51328 | 0.11266 | 0.071783 | 5.6488 | 9.6746 | 13.1811
346 | 37659.9881 | 0.84714 | 0.80427 | 1.0021 | 1.5827 | 15.5519 | 2.0929 | 1.6141 | 0.61838 | 0.34638 | 0.077855 | 9.22 | 3.7052 | 0.12959 | 0.2995 | 0.13047 | 0.32771 | 0.085889 | 0.14077 | 0.51815 | 0.22677 | 2.5119 | 1.9949 | 0.090763 | 2.023 | 0.43959 | 0.0131 | 0.57328 | 0.45845 | 0.11668 | 0.065818 | 12.3423 | 6.1287 | 12.5801
347 | 51954.8468 | 0.85081 | 0.87223 | 1.0895 | 1.6206 | 13.7639 | 2.6976 | 2.7597 | 0.97475 | 0.91629 | 0.046504 | 7.5369 | 0.65905 | 0.17817 | 0.32198 | 0.11861 | 0.3059 | 0.088239 | 0.14477 | 0.42197 | 0.19362 | 1.8826 | 2.079 | 0.091636 | 2.0053 | 0.4483 | 0.013825 | 0.64562 | 0.41359 | 0.12241 | 0.078081 | 12.2847 | 9.9209 | 9.9762
348 | 48178.8826 | 0.87691 | 0.81837 | 1.0046 | 1.4464 | 9.2037 | 2.7003 | 2.2933 | 0.73188 | 1.0703 | 0.074027 | 7.2978 | 0.86011 | 0.3789 | 0.34314 | 0.14308 | 0.39773 | 0.078906 | 0.13194 | 0.43616 | 0.17962 | 2.5728 | 2.2372 | 0.091118 | 1.5892 | 0.3802 | 0.01089 | 0.54087 | 0.47623 | 0.10954 | 0.083441 | 9.1849 | 6.043 | 13.4271
349 | 48157.2908 | 0.90006 | 0.82173 | 1.4465 | 1.1443 | 9.2151 | 2.6165 | 3.8349 | 0.93537 | 1.0826 | 0.054494 | 6.567 | 2.1813 | 0.37273 | 0.2735 | 0.1351 | 0.38702 | 0.090898 | 0.14126 | 0.45819 | 0.17913 | 2.1226 | 2.5273 | 0.090062 | 1.7044 | 0.39743 | 0.014153 | 0.45466 | 0.41234 | 0.1151 | 0.080539 | 12.2233 | 6.8369 | 11.8605
350 | 42819.1144 | 0.94369 | 0.80649 | 1.1034 | 1.3527 | 9.9906 | 1.9608 | 3.2798 | 1.4833 | 0.44181 | 0.024577 | 7.1596 | 1.8698 | 0.1348 | 0.29104 | 0.16046 | 0.32658 | 0.066264 | 0.12899 | 0.40089 | 0.18359 | 2.3081 | 2.5179 | 0.086074 | 1.5109 | 0.47146 | 0.012831 | 0.44248 | 0.44228 | 0.14324 | 0.084 | 11.6233 | 9.4989 | 14.4522
351 | 47611.6488 | 0.85054 | 0.9534 | 1.2125 | 1.1405 | 12.299 | 3.2945 | 2.7068 | 0.89914 | 1.1903 | 0.075766 | 7.1985 | 2.1841 | 0.19028 | 0.29324 | 0.13626 | 0.30198 | 0.069566 | 0.14543 | 0.36456 | 0.19597 | 2.4598 | 2.2668 | 0.079522 | 1.7325 | 0.3931 | 0.011466 | 0.62333 | 0.56484 | 0.10767 | 0.078379 | 8.813 | 9.3623 | 12.6542
352 | 48330.4542 | 0.95176 | 0.8311 | 1.3491 | 1.2627 | 13.3006 | 3.4926 | 3.9024 | 1.2906 | 0.11908 | 0.066953 | 6.7506 | 1.9116 | 0.18787 | 0.29032 | 0.14107 | 0.33341 | 0.073576 | 0.12084 | 0.3811 | 0.18195 | 2.1047 | 2.0465 | 0.080976 | 1.5459 | 0.40927 | 0.01115 | 0.60606 | 0.45194 | 0.11606 | 0.063757 | 7.2131 | 9.2911 | 12.5705
353 | 49369.2137 | 0.84389 | 0.88326 | 1.1053 | 1.3238 | 10.0577 | 4.47 | 3.1869 | 1.3455 | 0.53402 | 0.076047 | 7.0908 | 1.8028 | 0.28151 | 0.29869 | 0.12613 | 0.31087 | 0.077719 | 0.12547 | 0.4199 | 0.1991 | 2.2034 | 2.1 | 0.086863 | 2.0011 | 0.37401 | 0.011985 | 0.55502 | 0.4938 | 0.10649 | 0.076457 | 11.2342 | 8.6107 | 14.4992
354 | 43482.7602 | 0.7701 | 0.94403 | 1.2404 | 1.4551 | 11.0054 | 1.8843 | 2.4159 | 1.795 | 0.32971 | 0.074335 | 6.8465 | 1.8899 | 0.28068 | 0.30307 | 0.14578 | 0.35569 | 0.083597 | 0.11894 | 0.4372 | 0.20694 | 2.539 | 2.2875 | 0.080514 | 1.7226 | 0.39253 | 0.01444 | 0.51669 | 0.4617 | 0.10098 | 0.078491 | 9.1042 | 9.7101 | 8.6504
355 | 45731.9738 | 0.905 | 0.90647 | 1.1753 | 1.2873 | 11.9625 | 4.544 | 1.6538 | 0.92346 | 0.58829 | 0.066855 | 7.4236 | 3.2702 | 0.37599 | 0.35909 | 0.12761 | 0.3597 | 0.076296 | 0.11683 | 0.44029 | 0.20494 | 2.4729 | 2.624 | 0.092025 | 1.6619 | 0.40702 | 0.012874 | 0.55539 | 0.4391 | 0.12256 | 0.070006 | 11.0344 | 7.9559 | 11.3159
356 | 43836.4236 | 0.82655 | 0.96362 | 1.4849 | 1.7084 | 7.743 | 1.0099 | 0.68623 | 1.0395 | 0.8919 | 0.038454 | 9.9635 | 3.1514 | 0.3807 | 0.36139 | 0.1368 | 0.33267 | 0.094596 | 0.13564 | 0.4155 | 0.16267 | 1.9954 | 2.2698 | 0.078428 | 1.9815 | 0.36858 | 0.012487 | 0.4866 | 0.57196 | 0.11541 | 0.06148 | 13.8864 | 8.406 | 12.3488
357 | 42520.1862 | 0.78895 | 0.79143 | 1.0232 | 1.2197 | 10.0174 | 4.796 | 1.2735 | 1.3279 | 0.93486 | 0.074134 | 6.6257 | 1.729 | 0.16597 | 0.30572 | 0.11412 | 0.36141 | 0.074718 | 0.11459 | 0.4797 | 0.21271 | 2.4857 | 1.8714 | 0.097144 | 1.9513 | 0.38949 | 0.015671 | 0.43832 | 0.40949 | 0.13681 | 0.068157 | 11.3417 | 9.167 | 10.6866
358 | 48107.9909 | 0.77724 | 0.90266 | 1.2455 | 1.2004 | 10.7161 | 2.2314 | 3.9085 | 1.2854 | 0.93596 | 0.077052 | 8.9056 | 2.1015 | 0.1583 | 0.38661 | 0.1377 | 0.29399 | 0.079188 | 0.14794 | 0.46684 | 0.18563 | 2.1072 | 2.2212 | 0.083906 | 1.8026 | 0.35286 | 0.011335 | 0.621 | 0.53608 | 0.12611 | 0.060128 | 9.8279 | 7.2087 | 13.0146
359 | 54472.6261 | 0.91866 | 0.88102 | 1.2062 | 1.7073 | 9.9022 | 2.0848 | 3.5431 | 1.6615 | 0.91948 | 0.036232 | 8.3106 | 0.92096 | 0.24598 | 0.38072 | 0.15982 | 0.39462 | 0.070448 | 0.12935 | 0.46816 | 0.15267 | 2.4778 | 2.5608 | 0.072744 | 1.7664 | 0.49039 | 0.010845 | 0.58667 | 0.51151 | 0.11419 | 0.072875 | 9.3702 | 6.0264 | 11.6311
360 | 45255.4033 | 0.80001 | 0.7957 | 1.2516 | 1.686 | 10.8831 | 2.3496 | 3.1435 | 0.49665 | 0.11234 | 0.065888 | 7.2387 | 1.791 | 0.13588 | 0.33611 | 0.14222 | 0.31386 | 0.071796 | 0.12738 | 0.49292 | 0.18083 | 2.2621 | 2.6391 | 0.094243 | 2.1438 | 0.46507 | 0.013941 | 0.53924 | 0.54824 | 0.1298 | 0.076935 | 10.3514 | 7.3501 | 8.1821
361 | 46709.413 | 0.89086 | 0.9709 | 1.3514 | 1.6963 | 7.3997 | 2.6199 | 1.4998 | 0.78154 | 0.63062 | 0.031864 | 9.8086 | 2.9159 | 0.12401 | 0.32013 | 0.12908 | 0.40951 | 0.077978 | 0.12793 | 0.45425 | 0.17052 | 2.3141 | 2.6494 | 0.10626 | 2.2302 | 0.43195 | 0.013148 | 0.59291 | 0.56176 | 0.12926 | 0.05562 | 9.8443 | 7.9487 | 14.4774
362 | 41010.0811 | 0.96127 | 0.93224 | 1.5058 | 1.407 | 12.2899 | 3.4427 | 0.9097 | 1.1405 | 0.24396 | 0.037829 | 6.9558 | 2.0966 | 0.43506 | 0.39991 | 0.13582 | 0.35544 | 0.063986 | 0.15027 | 0.40023 | 0.19564 | 2.6254 | 2.6523 | 0.08501 | 1.6749 | 0.35996 | 0.013588 | 0.54988 | 0.46801 | 0.1361 | 0.068726 | 14.5611 | 8.5885 | 13.4213
363 | 45151.3087 | 0.91971 | 0.92873 | 1.2882 | 1.3384 | 10.0786 | 3.9913 | 1.201 | 1.4101 | 0.28372 | 0.051457 | 8.094 | 3.7585 | 0.17022 | 0.3138 | 0.13848 | 0.26665 | 0.064687 | 0.14071 | 0.43655 | 0.2069 | 2.1247 | 2.3636 | 0.076136 | 2.2166 | 0.44758 | 0.014769 | 0.49681 | 0.54556 | 0.12582 | 0.082069 | 8.3877 | 8.3547 | 10.5391
364 | 45298.0917 | 0.91638 | 0.72668 | 1.3899 | 1.8466 | 11.3775 | 2.4347 | 2.5627 | 1.7676 | 0.41825 | 0.064955 | 8.7558 | 1.7321 | 0.30661 | 0.3936 | 0.15645 | 0.37859 | 0.092831 | 0.1256 | 0.49407 | 0.1736 | 2.2538 | 2.4373 | 0.088812 | 1.8774 | 0.48058 | 0.013684 | 0.5196 | 0.5063 | 0.14628 | 0.078966 | 12.5708 | 7.3279 | 9.8361
365 | 48603.9489 | 0.93943 | 0.94674 | 0.93978 | 1.8152 | 11.3298 | 1.5012 | 3.596 | 0.71108 | 0.69563 | 0.026934 | 6.8506 | 1.0415 | 0.14341 | 0.38585 | 0.14295 | 0.36783 | 0.077397 | 0.16007 | 0.47542 | 0.19664 | 2.294 | 2.4052 | 0.083638 | 1.6469 | 0.50029 | 0.012751 | 0.55547 | 0.37048 | 0.11537 | 0.075606 | 12.4695 | 6.3852 | 10.2294
366 | 40393.5135 | 0.75764 | 0.84701 | 1.5617 | 1.3738 | 10.9561 | 1.5223 | 1.0756 | 1.3946 | 1.0476 | 0.05069 | 7.4668 | 2.7448 | 0.11081 | 0.27765 | 0.11226 | 0.27413 | 0.078428 | 0.12945 | 0.43767 | 0.21747 | 2.175 | 2.5247 | 0.089387 | 1.6376 | 0.40555 | 0.011664 | 0.63949 | 0.44715 | 0.12968 | 0.075971 | 11.1518 | 8.7785 | 9.3697
367 | 48366.0515 | 0.98266 | 0.90858 | 1.249 | 1.4828 | 12.1174 | 1.9921 | 2.1576 | 1.9006 | 0.60369 | 0.062559 | 9.4002 | 1.9674 | 0.22523 | 0.40341 | 0.14154 | 0.36329 | 0.073072 | 0.11885 | 0.45909 | 0.20791 | 2.2331 | 2.0508 | 0.088713 | 1.7077 | 0.48773 | 0.01211 | 0.55757 | 0.48404 | 0.12237 | 0.073745 | 7.2907 | 9.1154 | 11.066
368 | 42834.5744 | 0.78428 | 0.90352 | 1.0283 | 1.5104 | 10.4159 | 4.5111 | 2.9086 | 1.9767 | 0.60591 | 0.034747 | 7.309 | 1.6934 | 0.13719 | 0.31206 | 0.12818 | 0.32471 | 0.082117 | 0.14214 | 0.49798 | 0.1681 | 1.988 | 2.0758 | 0.086115 | 2.03 | 0.35803 | 0.0099204 | 0.5411 | 0.37603 | 0.12796 | 0.071696 | 10.2996 | 9.9493 | 10.8294
369 | 36985.7698 | 0.80569 | 0.85284 | 1.4532 | 1.8362 | 9.5353 | 4.5898 | 3.6526 | 1.1235 | 0.81026 | 0.030533 | 9.8975 | 3.9984 | 0.36051 | 0.33904 | 0.15476 | 0.381 | 0.076232 | 0.11808 | 0.49338 | 0.19089 | 1.8857 | 2.3058 | 0.082101 | 1.5811 | 0.41592 | 0.014864 | 0.4803 | 0.46606 | 0.11015 | 0.06911 | 8.4141 | 8.9456 | 14.5699
370 | 44387.8747 | 0.91562 | 0.81675 | 1.4267 | 1.2604 | 14.9898 | 2.2798 | 1.1868 | 1.1559 | 0.51239 | 0.063255 | 7.6067 | 3.9359 | 0.26855 | 0.36481 | 0.14476 | 0.26716 | 0.073988 | 0.1297 | 0.4873 | 0.2302 | 2.0424 | 2.2526 | 0.097883 | 1.7477 | 0.44559 | 0.015403 | 0.56117 | 0.48362 | 0.12643 | 0.086381 | 13.1327 | 7.6206 | 8.0018
371 | 44944.5257 | 0.85648 | 0.94288 | 1.4043 | 1.4134 | 14.4281 | 4.4453 | 1.2166 | 0.85233 | 0.40629 | 0.07998 | 8.398 | 1.2582 | 0.25597 | 0.30341 | 0.11991 | 0.41804 | 0.064118 | 0.13064 | 0.51846 | 0.22519 | 1.7727 | 1.7785 | 0.096643 | 2.1825 | 0.45592 | 0.013972 | 0.46885 | 0.50419 | 0.11639 | 0.074211 | 12.2959 | 6.4928 | 15.782
372 | 45570.3148 | 0.99906 | 0.82461 | 1.112 | 1.4425 | 14.2931 | 2.6632 | 1.0521 | 1.4548 | 0.69661 | 0.023989 | 6.9506 | 2.696 | 0.2393 | 0.3325 | 0.15781 | 0.28561 | 0.072354 | 0.12344 | 0.4223 | 0.21868 | 2.3962 | 1.8775 | 0.083166 | 2.0792 | 0.48869 | 0.012141 | 0.63398 | 0.45823 | 0.11368 | 0.074937 | 12.5156 | 6.0643 | 13.079
373 | 41518.9047 | 0.76268 | 0.89273 | 1.5583 | 1.4454 | 15.6063 | 2.1094 | 1.7786 | 1.2568 | 0.9645 | 0.025944 | 7.9486 | 2.944 | 0.20067 | 0.31274 | 0.14552 | 0.32493 | 0.071625 | 0.12693 | 0.53906 | 0.22496 | 2.5184 | 2.3616 | 0.090838 | 1.6762 | 0.38548 | 0.011155 | 0.51591 | 0.47332 | 0.1207 | 0.065847 | 7.2012 | 7.3868 | 13.5213
374 | 41888.5171 | 0.99069 | 0.73321 | 1.5497 | 1.391 | 6.25 | 3.2842 | 2.0857 | 0.54747 | 0.68415 | 0.070239 | 9.9296 | 1.5046 | 0.1171 | 0.28176 | 0.11798 | 0.29718 | 0.092068 | 0.13559 | 0.51853 | 0.23845 | 2.2644 | 2.5934 | 0.09878 | 1.7153 | 0.38507 | 0.011749 | 0.55837 | 0.53039 | 0.11532 | 0.071577 | 11.0661 | 6.8616 | 15.6905
375 | 43495.935 | 0.98211 | 0.83024 | 0.96605 | 1.5684 | 12.5437 | 0.96572 | 3.7228 | 1.5228 | 0.25563 | 0.077452 | 9.4209 | 0.81348 | 0.30086 | 0.34634 | 0.14381 | 0.32541 | 0.080827 | 0.13506 | 0.54672 | 0.173 | 2.4663 | 2.118 | 0.082536 | 1.8074 | 0.41403 | 0.012688 | 0.50994 | 0.44752 | 0.14635 | 0.065091 | 14.4305 | 7.3162 | 8.9415
376 | 47405.7887 | 0.8144 | 0.73474 | 1.3317 | 1.7289 | 13.2493 | 1.4523 | 1.0176 | 0.64017 | 0.49542 | 0.076263 | 9.2748 | 0.86752 | 0.21055 | 0.31048 | 0.11649 | 0.28705 | 0.082928 | 0.12243 | 0.49145 | 0.24419 | 2.5053 | 2.039 | 0.083309 | 1.8004 | 0.40001 | 0.011554 | 0.60129 | 0.44493 | 0.11084 | 0.08155 | 13.4863 | 6.284 | 12.6211
377 | 47502.4115 | 0.92012 | 0.92138 | 1.2635 | 1.7811 | 7.2073 | 2.9092 | 0.7513 | 1.8961 | 0.44861 | 0.025174 | 6.9776 | 2.252 | 0.23467 | 0.33058 | 0.14111 | 0.36683 | 0.086868 | 0.14563 | 0.35894 | 0.21095 | 2.1631 | 1.9452 | 0.095306 | 1.625 | 0.46936 | 0.012281 | 0.61691 | 0.47449 | 0.12259 | 0.064842 | 10.7157 | 6.6791 | 13.0914
378 | 46927.4433 | 0.792 | 0.7539 | 1.1457 | 1.309 | 12.3017 | 3.3755 | 3.6387 | 0.47739 | 0.22577 | 0.068015 | 6.0734 | 3.2392 | 0.16951 | 0.27312 | 0.14963 | 0.34062 | 0.065995 | 0.13147 | 0.43873 | 0.22439 | 2.7775 | 2.1836 | 0.075076 | 1.8411 | 0.42611 | 0.011109 | 0.59916 | 0.44965 | 0.11238 | 0.068134 | 12.5015 | 7.1756 | 13.8415
379 | 53101.0632 | 0.86813 | 0.88053 | 1.4396 | 1.4987 | 13.1179 | 3.0724 | 1.5183 | 1.4208 | 0.20837 | 0.045267 | 9.0804 | 0.72844 | 0.31562 | 0.40063 | 0.14546 | 0.27183 | 0.085134 | 0.13022 | 0.36577 | 0.17688 | 2.41 | 2.3861 | 0.096631 | 1.4527 | 0.47241 | 0.012318 | 0.67428 | 0.58454 | 0.11254 | 0.066965 | 9.113 | 8.582 | 13.7889
380 | 53153.0556 | 0.91164 | 0.76063 | 0.95485 | 1.5266 | 12.5803 | 1.4101 | 2.2321 | 1.8416 | 0.17123 | 0.033004 | 6.6434 | 1.2526 | 0.11795 | 0.35566 | 0.1157 | 0.32959 | 0.066904 | 0.14623 | 0.45787 | 0.18872 | 2.3251 | 2.5697 | 0.10068 | 1.7213 | 0.40366 | 0.012764 | 0.58992 | 0.52005 | 0.093702 | 0.068428 | 10.5138 | 7.5719 | 14.3689
381 | 36713.3798 | 0.91223 | 0.8517 | 1.2825 | 1.5724 | 14.4762 | 3.4002 | 3.0293 | 0.6173 | 1.1074 | 0.045252 | 9.5834 | 0.73988 | 0.39657 | 0.30663 | 0.13478 | 0.3389 | 0.089523 | 0.13509 | 0.50978 | 0.18342 | 1.9799 | 2.1478 | 0.071447 | 1.7646 | 0.46857 | 0.013769 | 0.56872 | 0.45393 | 0.10473 | 0.057725 | 11.2034 | 6.0467 | 10.5683
382 | 46138.3101 | 0.89663 | 0.8997 | 1.0714 | 1.7521 | 9.1785 | 2.4083 | 0.57869 | 1.8054 | 0.18786 | 0.058645 | 7.9588 | 3.0909 | 0.20654 | 0.39972 | 0.14772 | 0.32395 | 0.08434 | 0.14701 | 0.53241 | 0.18672 | 2.5446 | 2.4916 | 0.076699 | 2.1249 | 0.42905 | 0.012039 | 0.56334 | 0.48327 | 0.10014 | 0.068932 | 7.1096 | 9.9831 | 11.7872
383 | 47021.9551 | 0.85367 | 0.77317 | 1.2958 | 1.404 | 11.3152 | 4.3564 | 3.7771 | 0.82328 | 0.52667 | 0.057629 | 9.617 | 3.4078 | 0.28872 | 0.29985 | 0.13212 | 0.34239 | 0.095874 | 0.11812 | 0.48074 | 0.1813 | 2.451 | 2.3885 | 0.095136 | 2.0036 | 0.39909 | 0.014622 | 0.4944 | 0.55944 | 0.1185 | 0.075696 | 10.6559 | 7.4848 | 9.0776
384 | 45435.9303 | 0.96461 | 0.92221 | 1.076 | 1.7563 | 9.8861 | 1.528 | 3.7019 | 1.1663 | 0.6127 | 0.055264 | 9.2821 | 0.96518 | 0.33969 | 0.33113 | 0.15755 | 0.38123 | 0.077601 | 0.13654 | 0.44098 | 0.185 | 1.9738 | 2.0097 | 0.074859 | 1.8303 | 0.50096 | 0.01075 | 0.50792 | 0.48105 | 0.098113 | 0.075538 | 12.1663 | 8.7425 | 11.116
385 | 39226.5181 | 0.80718 | 0.99398 | 1.2998 | 1.8692 | 15.0344 | 1.0398 | 2.2281 | 0.48151 | 0.70106 | 0.057603 | 7.5601 | 3.7826 | 0.33169 | 0.30723 | 0.13962 | 0.39478 | 0.065301 | 0.12717 | 0.43462 | 0.24529 | 2.648 | 2.3869 | 0.073728 | 2.0457 | 0.3566 | 0.01285 | 0.52063 | 0.48238 | 0.12783 | 0.084554 | 10.796 | 9.2362 | 12.8196
386 | 38589.9212 | 0.88648 | 0.94761 | 1.1861 | 1.7344 | 9.8314 | 1.5623 | 2.085 | 1.3504 | 0.80689 | 0.079456 | 7.0668 | 1.7064 | 0.40207 | 0.28991 | 0.14319 | 0.34921 | 0.071921 | 0.1366 | 0.51457 | 0.2074 | 2.3708 | 2.2239 | 0.099065 | 1.7164 | 0.45611 | 0.015038 | 0.53372 | 0.47893 | 0.12941 | 0.068571 | 8.2011 | 8.0337 | 13.07
387 | 44801.2121 | 0.83134 | 0.75899 | 1.0832 | 1.326 | 8.5562 | 4.1574 | 1.2356 | 1.91 | 0.19673 | 0.031993 | 9.4846 | 3.5576 | 0.41948 | 0.36845 | 0.14059 | 0.29959 | 0.078188 | 0.119 | 0.40792 | 0.18813 | 2.2316 | 2.0651 | 0.076226 | 1.7119 | 0.43702 | 0.011427 | 0.65597 | 0.41287 | 0.11134 | 0.061968 | 7.4023 | 7.2738 | 13.2288
388 | 55754.576 | 0.95569 | 0.75646 | 1.0879 | 1.7638 | 14.8165 | 1.7135 | 1.7016 | 0.83754 | 0.81455 | 0.052162 | 7.1644 | 1.439 | 0.3169 | 0.33771 | 0.14203 | 0.35653 | 0.086721 | 0.11194 | 0.47098 | 0.20928 | 2.4112 | 2.0223 | 0.10397 | 1.5768 | 0.51906 | 0.011403 | 0.56005 | 0.4988 | 0.12749 | 0.085795 | 11.307 | 6.9948 | 15.6971
389 | 39645.0797 | 0.98247 | 0.9562 | 1.1301 | 1.7366 | 10.9062 | 1.863 | 0.92162 | 1.6712 | 0.46419 | 0.067519 | 6.4292 | 1.4628 | 0.43147 | 0.38085 | 0.15342 | 0.34926 | 0.070556 | 0.13882 | 0.51522 | 0.2233 | 1.9846 | 2.1239 | 0.098918 | 2.0612 | 0.38127 | 0.01121 | 0.57501 | 0.5783 | 0.14241 | 0.064238 | 13.8429 | 8.8348 | 12.4972
390 | 49240.967 | 0.76367 | 0.8438 | 1.3547 | 1.8087 | 12.3131 | 2.9566 | 1.2416 | 1.2024 | 1.0892 | 0.031667 | 9.6287 | 2.7595 | 0.41596 | 0.33834 | 0.13562 | 0.33715 | 0.065408 | 0.13579 | 0.48716 | 0.20049 | 2.7146 | 2.4203 | 0.091441 | 1.7089 | 0.47769 | 0.012932 | 0.53039 | 0.44126 | 0.12881 | 0.060585 | 10.7255 | 8.7264 | 15.4086
391 | 55903.0715 | 0.80868 | 0.82413 | 1.5333 | 1.3936 | 12.0405 | 3.5057 | 1.3114 | 0.65058 | 0.88797 | 0.023192 | 9.2276 | 1.8195 | 0.36691 | 0.36577 | 0.14137 | 0.39269 | 0.086432 | 0.11958 | 0.42887 | 0.20567 | 1.9992 | 2.3159 | 0.075903 | 2.055 | 0.48182 | 0.013838 | 0.69604 | 0.4772 | 0.10484 | 0.06576 | 8.7439 | 7.4675 | 14.2659
392 | 44371.1586 | 0.9873 | 0.9543 | 1.0187 | 1.4391 | 11.0934 | 3.3463 | 0.54198 | 1.7051 | 0.11613 | 0.051229 | 6.2313 | 1.4592 | 0.16131 | 0.35583 | 0.14005 | 0.34155 | 0.087134 | 0.11171 | 0.48547 | 0.20225 | 2.2986 | 2.5032 | 0.098104 | 1.9863 | 0.43332 | 0.014757 | 0.56416 | 0.40426 | 0.1388 | 0.063068 | 10.6869 | 7.5438 | 15.0508
393 | 44569.8351 | 0.763 | 0.74534 | 1.3666 | 1.2557 | 13.3829 | 2.8632 | 0.82513 | 0.5284 | 0.99517 | 0.028443 | 9.0203 | 2.7783 | 0.11988 | 0.31688 | 0.1452 | 0.32849 | 0.090111 | 0.1518 | 0.47604 | 0.21292 | 2.2745 | 2.1867 | 0.079564 | 2.0462 | 0.47486 | 0.012335 | 0.65217 | 0.47134 | 0.11806 | 0.073072 | 7.2776 | 7.2983 | 13.836
394 | 37625.5571 | 0.90472 | 0.92971 | 1.489 | 1.7577 | 8.077 | 1.1136 | 3.9331 | 1.7081 | 0.75844 | 0.074239 | 7.2152 | 3.0815 | 0.15251 | 0.32532 | 0.15446 | 0.33598 | 0.079337 | 0.14617 | 0.45153 | 0.1892 | 2.3843 | 1.947 | 0.099083 | 1.8532 | 0.48354 | 0.012109 | 0.56702 | 0.5246 | 0.12015 | 0.064317 | 9.6229 | 6.3307 | 15.2223
395 | 42371.906 | 0.8962 | 0.79909 | 1.4979 | 1.3206 | 11.2994 | 1.5057 | 0.81536 | 1.924 | 0.86222 | 0.053619 | 6.9101 | 0.61026 | 0.40931 | 0.30239 | 0.13882 | 0.33745 | 0.075408 | 0.14994 | 0.39338 | 0.19544 | 2.2062 | 2.4538 | 0.10305 | 2.1075 | 0.46295 | 0.012326 | 0.51984 | 0.40479 | 0.11105 | 0.068764 | 11.0976 | 9.3199 | 13.1077
396 | 44063.9282 | 0.92691 | 0.83172 | 1.1169 | 1.6815 | 11.3374 | 1.8322 | 1.9667 | 1.7924 | 0.38385 | 0.021533 | 8.0866 | 2.169 | 0.31532 | 0.31312 | 0.13717 | 0.3066 | 0.071887 | 0.1361 | 0.44564 | 0.18265 | 2.245 | 2.6108 | 0.073599 | 1.661 | 0.33651 | 0.013909 | 0.50786 | 0.51085 | 0.10943 | 0.068459 | 9.6922 | 8.9373 | 13.3206
397 | 50705.6343 | 0.99716 | 0.99751 | 1.2794 | 1.7069 | 10.439 | 4.3878 | 3.6288 | 1.7633 | 0.1854 | 0.072359 | 6.7368 | 3.7346 | 0.28482 | 0.33708 | 0.16275 | 0.37257 | 0.089189 | 0.12466 | 0.52302 | 0.21295 | 2.3726 | 2.1291 | 0.099312 | 2.0327 | 0.47884 | 0.012794 | 0.51518 | 0.44283 | 0.10838 | 0.070191 | 9.9032 | 8.308 | 15.6836
398 | 49046.4458 | 0.94074 | 0.82862 | 1.0746 | 1.3854 | 9.2908 | 3.9193 | 1.1805 | 1.5098 | 0.91487 | 0.079476 | 9.737 | 1.1063 | 0.31263 | 0.27578 | 0.12903 | 0.35291 | 0.071531 | 0.144 | 0.41293 | 0.20143 | 2.4968 | 1.7027 | 0.092421 | 1.7891 | 0.4508 | 0.013989 | 0.59167 | 0.42855 | 0.11331 | 0.059618 | 7.9964 | 8.5255 | 11.9671
399 | 41148.2954 | 0.84071 | 0.81274 | 1.1125 | 1.2491 | 13.1644 | 3.8636 | 0.7429 | 1.3778 | 1.0496 | 0.049622 | 8.0398 | 0.53761 | 0.33017 | 0.3967 | 0.14423 | 0.36313 | 0.097262 | 0.12665 | 0.50322 | 0.2154 | 1.9162 | 2.4885 | 0.09075 | 1.8546 | 0.48796 | 0.012818 | 0.59637 | 0.45634 | 0.13504 | 0.066807 | 12.3688 | 9.9567 | 12.0781
400 | 46980.5717 | 0.98713 | 0.96952 | 1.1798 | 1.1698 | 8.7947 | 1.5103 | 3.1741 | 1.4469 | 0.99414 | 0.071905 | 9.5083 | 1.8315 | 0.37583 | 0.3952 | 0.15219 | 0.33475 | 0.076074 | 0.13323 | 0.46222 | 0.1822 | 2.1846 | 2.3227 | 0.087099 | 2.0245 | 0.45658 | 0.012705 | 0.5795 | 0.45544 | 0.10396 | 0.069282 | 9.0318 | 9.6449 | 14.4067
401 | 54956.1034 | 0.97668 | 0.93033 | 1.4916 | 1.6066 | 13.6092 | 2.3937 | 1.8124 | 1.585 | 0.24072 | 0.065259 | 8.3691 | 2.0194 | 0.25812 | 0.40491 | 0.14492 | 0.3377 | 0.064511 | 0.12822 | 0.43777 | 0.20133 | 2.2446 | 2.3494 | 0.095972 | 2.0375 | 0.45453 | 0.011779 | 0.48998 | 0.53436 | 0.10141 | 0.076501 | 10.9445 | 6.5803 | 14.423
402 | 54907.3572 | 0.87405 | 0.98707 | 1.1029 | 1.6417 | 12.8892 | 3.5765 | 1.4329 | 1.6018 | 0.87312 | 0.041955 | 8.6303 | 3.7117 | 0.3805 | 0.28281 | 0.12593 | 0.30039 | 0.079626 | 0.12862 | 0.43523 | 0.20767 | 2.2975 | 2.4397 | 0.075546 | 1.5665 | 0.46147 | 0.012215 | 0.44575 | 0.38536 | 0.14176 | 0.080712 | 7.7951 | 7.3966 | 14.6803
403 | 49194.4094 | 0.85154 | 0.80575 | 1.0622 | 1.4398 | 7.5465 | 3.0664 | 0.6713 | 1.5745 | 0.92864 | 0.050026 | 9.8015 | 1.1464 | 0.41504 | 0.37173 | 0.17025 | 0.33231 | 0.084916 | 0.13533 | 0.49786 | 0.17186 | 2.5682 | 2.1906 | 0.085559 | 1.8915 | 0.43428 | 0.013488 | 0.53312 | 0.43105 | 0.10539 | 0.07411 | 9.2379 | 6.5876 | 8.3023
404 | 47046.2634 | 0.99255 | 0.89059 | 1.3089 | 1.6244 | 12.7451 | 2.4188 | 0.84604 | 1.5953 | 0.1592 | 0.038905 | 6.3839 | 0.68562 | 0.2641 | 0.30044 | 0.13086 | 0.4 | 0.081222 | 0.10488 | 0.43596 | 0.20043 | 2.2472 | 2.5633 | 0.098161 | 1.6657 | 0.521 | 0.014147 | 0.54489 | 0.4787 | 0.096727 | 0.057395 | 7.9484 | 9.8527 | 14.9582
405 | 44650.3734 | 0.8578 | 0.79469 | 1.0153 | 1.2986 | 7.8409 | 3.4286 | 0.68181 | 1.1169 | 0.62705 | 0.068688 | 7.4054 | 2.8157 | 0.11221 | 0.31136 | 0.14658 | 0.31617 | 0.092557 | 0.1259 | 0.45156 | 0.19288 | 2.2855 | 2.3139 | 0.087038 | 1.8367 | 0.49464 | 0.014215 | 0.59852 | 0.56824 | 0.11409 | 0.057791 | 14.39 | 9.0676 | 15.4953
406 | 40512.4687 | 0.90535 | 0.78038 | 1.1703 | 1.1502 | 10.4964 | 2.3402 | 2.2351 | 0.52495 | 0.18833 | 0.053347 | 6.7682 | 2.7679 | 0.19933 | 0.33715 | 0.14377 | 0.28669 | 0.088687 | 0.14519 | 0.35061 | 0.1759 | 2.2402 | 2.2356 | 0.097595 | 1.7533 | 0.40128 | 0.013705 | 0.58459 | 0.39914 | 0.11747 | 0.068966 | 10.6404 | 6.801 | 14.1488
407 | 45607.1732 | 0.81837 | 0.78588 | 1.2377 | 1.4263 | 12.0669 | 2.2596 | 1.4628 | 1.6065 | 1.1625 | 0.024662 | 9.9136 | 2.1439 | 0.28835 | 0.34766 | 0.14025 | 0.36487 | 0.079981 | 0.13623 | 0.37203 | 0.17066 | 2.527 | 2.0573 | 0.094534 | 1.7319 | 0.40665 | 0.01264 | 0.45211 | 0.48598 | 0.11742 | 0.071511 | 7.5077 | 6.0072 | 14.0105
408 | 46881.5452 | 0.97315 | 0.90964 | 1.5301 | 1.2487 | 13.4859 | 3.5062 | 2.1919 | 1.7566 | 1.1187 | 0.059965 | 6.2511 | 2.0918 | 0.20619 | 0.37871 | 0.12605 | 0.33651 | 0.073977 | 0.15898 | 0.47316 | 0.17923 | 2.2995 | 1.983 | 0.08261 | 2.0569 | 0.37083 | 0.013415 | 0.45373 | 0.49704 | 0.11547 | 0.058666 | 6.5444 | 6.564 | 13.1916
409 | 46090.1873 | 0.97097 | 0.91756 | 1.0057 | 1.3486 | 12.0538 | 2.7752 | 3.2469 | 1.6354 | 0.51534 | 0.068638 | 7.1373 | 2.1086 | 0.14638 | 0.40137 | 0.14951 | 0.34002 | 0.077924 | 0.13648 | 0.39681 | 0.1622 | 2.1388 | 2.2345 | 0.10614 | 2.0027 | 0.43775 | 0.012935 | 0.58204 | 0.48846 | 0.13561 | 0.060758 | 10.4173 | 6.5168 | 13.4404
410 | 48831.5132 | 0.99429 | 0.89095 | 1.0033 | 1.1559 | 8.4372 | 2.6834 | 1.3439 | 1.134 | 0.57738 | 0.061256 | 6.7333 | 2.7528 | 0.16475 | 0.33394 | 0.13011 | 0.37821 | 0.087848 | 0.15127 | 0.42215 | 0.20044 | 2.1578 | 2.2176 | 0.10089 | 2.0256 | 0.44919 | 0.0134 | 0.54962 | 0.53354 | 0.11554 | 0.065613 | 8.0402 | 6.0877 | 13.3674
411 | 43274.6752 | 0.93102 | 0.76836 | 0.9793 | 1.4198 | 6.6653 | 2.7911 | 1.2739 | 1.774 | 0.90737 | 0.041324 | 6.0179 | 0.69878 | 0.36846 | 0.35866 | 0.16713 | 0.30383 | 0.077449 | 0.12433 | 0.48172 | 0.2174 | 2.6359 | 1.8368 | 0.096457 | 1.5487 | 0.4377 | 0.014789 | 0.54236 | 0.54442 | 0.10757 | 0.073583 | 12.0889 | 9.4398 | 10.0103
412 | 47053.3415 | 0.75235 | 0.87299 | 1.0498 | 1.145 | 12.163 | 3.7661 | 2.7034 | 1.0047 | 0.59351 | 0.051289 | 9.1575 | 0.91013 | 0.22947 | 0.31565 | 0.14583 | 0.40177 | 0.087671 | 0.13947 | 0.44199 | 0.22727 | 2.0831 | 1.9276 | 0.092363 | 2.1131 | 0.43597 | 0.01353 | 0.5941 | 0.58433 | 0.10878 | 0.080987 | 6.9352 | 7.078 | 13.4089
413 | 45380.9454 | 0.78469 | 0.95934 | 1.0696 | 1.6215 | 10.7536 | 2.5991 | 0.78499 | 0.89635 | 0.30475 | 0.036766 | 7.1746 | 3.9221 | 0.33538 | 0.39553 | 0.14274 | 0.41507 | 0.064426 | 0.1509 | 0.38071 | 0.24084 | 2.3493 | 2.1446 | 0.081523 | 2.06 | 0.34699 | 0.013812 | 0.58387 | 0.42531 | 0.10043 | 0.06938 | 11.186 | 8.7119 | 8.8916
414 | 54607.1801 | 0.81195 | 0.72604 | 1.4184 | 1.2245 | 11.0903 | 1.6937 | 0.79219 | 1.5084 | 0.090743 | 0.079092 | 6.1706 | 2.4414 | 0.36115 | 0.28675 | 0.13735 | 0.28824 | 0.081922 | 0.12134 | 0.36047 | 0.18628 | 1.815 | 2.4802 | 0.097771 | 1.7818 | 0.40397 | 0.011942 | 0.50939 | 0.46662 | 0.13479 | 0.075882 | 8.687 | 6.0819 | 9.8481
415 | 50344.676 | 0.89716 | 0.78704 | 1.3853 | 1.6037 | 12.4202 | 3.156 | 2.8809 | 0.90047 | 0.30654 | 0.052816 | 7.5747 | 2.7116 | 0.18522 | 0.3063 | 0.13266 | 0.35272 | 0.082552 | 0.12985 | 0.41158 | 0.2193 | 2.094 | 2.2502 | 0.084174 | 1.7914 | 0.38374 | 0.011483 | 0.63754 | 0.49899 | 0.11625 | 0.066094 | 12.0305 | 9.4806 | 8.8273
416 | 49107.4244 | 0.81378 | 0.77167 | 0.97773 | 1.3818 | 9.1574 | 1.8784 | 2.6677 | 1.7607 | 0.68781 | 0.070952 | 6.4335 | 1.9702 | 0.2027 | 0.27269 | 0.13584 | 0.32452 | 0.086777 | 0.14318 | 0.50048 | 0.20019 | 1.8601 | 2.025 | 0.091516 | 2.1722 | 0.4097 | 0.014166 | 0.48112 | 0.5157 | 0.11798 | 0.067902 | 9.4239 | 7.4547 | 13.4344
417 | 53312.9685 | 0.79229 | 0.88742 | 1.0324 | 1.1884 | 14.5181 | 3.3127 | 3.7412 | 0.65899 | 0.57194 | 0.061859 | 8.8393 | 3.1462 | 0.35859 | 0.3028 | 0.12781 | 0.271 | 0.081241 | 0.14342 | 0.48519 | 0.22174 | 2.2027 | 2.412 | 0.099261 | 1.6631 | 0.43277 | 0.012365 | 0.56905 | 0.55102 | 0.14152 | 0.057917 | 12.6325 | 6.7731 | 12.4803
418 | 50843.9782 | 0.77248 | 0.91856 | 1.0853 | 1.233 | 10.3594 | 1.7324 | 0.85726 | 1.8404 | 0.33287 | 0.060189 | 9.5054 | 1.7206 | 0.30289 | 0.31392 | 0.13237 | 0.34863 | 0.075262 | 0.1325 | 0.40161 | 0.18052 | 2.5158 | 2.4524 | 0.093832 | 1.562 | 0.5217 | 0.012741 | 0.51344 | 0.50298 | 0.12211 | 0.073338 | 9.1355 | 7.7357 | 11.4109
419 | 52372.96 | 0.75442 | 0.81481 | 1.2 | 1.4439 | 9.2233 | 1.0981 | 2.1874 | 0.41085 | 0.60028 | 0.02729 | 7.7747 | 0.82639 | 0.16377 | 0.33944 | 0.12583 | 0.37371 | 0.078086 | 0.14055 | 0.45275 | 0.19773 | 2.7484 | 2.4007 | 0.080949 | 1.9695 | 0.45227 | 0.012929 | 0.4991 | 0.4534 | 0.12276 | 0.058742 | 10.5717 | 7.0209 | 10.923
420 | 44699.7804 | 0.95755 | 0.82003 | 1.3072 | 1.3457 | 14.802 | 2.2509 | 1.3504 | 1.664 | 0.95981 | 0.071597 | 9.3781 | 2.351 | 0.29459 | 0.35075 | 0.15584 | 0.31991 | 0.072032 | 0.13648 | 0.47382 | 0.19709 | 2.4427 | 1.7679 | 0.086574 | 1.8355 | 0.36497 | 0.012205 | 0.63452 | 0.5043 | 0.11214 | 0.054969 | 9.5195 | 6.1484 | 14.0454
421 | 47178.2059 | 0.82836 | 0.73774 | 1.2985 | 1.3895 | 6.7166 | 3.359 | 3.662 | 0.55608 | 1.1277 | 0.063306 | 9.1527 | 2.2017 | 0.11372 | 0.30802 | 0.13544 | 0.34302 | 0.065149 | 0.10466 | 0.49104 | 0.22193 | 1.9578 | 1.9662 | 0.080233 | 1.7685 | 0.37532 | 0.015313 | 0.54458 | 0.50115 | 0.11224 | 0.068309 | 10.4392 | 7.489 | 15.9967
422 | 46474.7637 | 0.98398 | 0.80515 | 1.3928 | 1.2098 | 9.5373 | 1.2264 | 3.54 | 0.75192 | 0.7851 | 0.067783 | 7.4293 | 1.3022 | 0.19442 | 0.36072 | 0.11768 | 0.32177 | 0.081688 | 0.13814 | 0.47254 | 0.16312 | 2.5995 | 2.0447 | 0.097663 | 2.0059 | 0.41453 | 0.011475 | 0.4859 | 0.5485 | 0.12049 | 0.068972 | 11.9463 | 8.5326 | 11.2706
423 | 38120.9401 | 0.96204 | 0.93625 | 1.3007 | 1.8243 | 13.2332 | 3.348 | 0.73168 | 1.5809 | 0.69233 | 0.031475 | 9.538 | 3.4244 | 0.24666 | 0.32537 | 0.14057 | 0.34316 | 0.08116 | 0.1299 | 0.38209 | 0.20721 | 2.0789 | 1.7716 | 0.10058 | 1.7705 | 0.42358 | 0.01132 | 0.49568 | 0.5191 | 0.12877 | 0.079134 | 8.0745 | 7.8204 | 9.8592
424 | 40645.4324 | 0.83929 | 0.7641 | 1.1478 | 1.844 | 13.8355 | 4.1982 | 2.4944 | 1.6052 | 0.19109 | 0.054079 | 9.6529 | 1.4433 | 0.20157 | 0.32325 | 0.14359 | 0.28885 | 0.087983 | 0.15242 | 0.43231 | 0.21006 | 2.3418 | 1.9785 | 0.096283 | 1.8099 | 0.41481 | 0.011628 | 0.63285 | 0.43653 | 0.13814 | 0.072012 | 9.4955 | 9.7992 | 8.7848
425 | 43136.6017 | 0.78239 | 0.84326 | 1.2871 | 1.2849 | 8.303 | 2.8209 | 1.9458 | 1.4672 | 0.72252 | 0.027156 | 9.0548 | 0.80418 | 0.16164 | 0.38144 | 0.13798 | 0.31459 | 0.090547 | 0.12836 | 0.35498 | 0.20388 | 2.3377 | 1.8003 | 0.099344 | 1.9383 | 0.38305 | 0.011606 | 0.61277 | 0.49126 | 0.11171 | 0.068502 | 11.8458 | 9.7008 | 12.5506
426 | 50477.2536 | 0.87937 | 0.97107 | 1.2206 | 1.3109 | 12.9209 | 3.014 | 3.3862 | 1.007 | 0.77345 | 0.03966 | 7.1123 | 3.9805 | 0.36513 | 0.34367 | 0.15233 | 0.38207 | 0.079177 | 0.14043 | 0.42677 | 0.18652 | 2.4272 | 2.1698 | 0.091529 | 2.1579 | 0.41637 | 0.012671 | 0.54247 | 0.41157 | 0.12099 | 0.0589 | 13.3165 | 6.2588 | 12.3799
427 | 36417.1445 | 0.87614 | 0.90521 | 1.181 | 1.7615 | 6.0878 | 2.1976 | 3.4763 | 1.1296 | 1.0106 | 0.071331 | 8.201 | 2.9697 | 0.116 | 0.27027 | 0.16298 | 0.28215 | 0.077668 | 0.14281 | 0.4658 | 0.18351 | 2.5752 | 2.6305 | 0.084962 | 1.7724 | 0.46203 | 0.010469 | 0.59393 | 0.52122 | 0.10988 | 0.077261 | 9.5933 | 8.8481 | 13.2627
428 | 35691.5996 | 0.88953 | 0.9284 | 1.0347 | 1.5967 | 10.4273 | 2.507 | 1.0798 | 0.57267 | 0.13131 | 0.076404 | 9.6074 | 1.5673 | 0.34148 | 0.37205 | 0.1347 | 0.29083 | 0.075331 | 0.11818 | 0.49373 | 0.17747 | 2.4122 | 1.8828 | 0.078337 | 2.0163 | 0.45364 | 0.012644 | 0.58732 | 0.42188 | 0.13498 | 0.078369 | 10.534 | 6.8564 | 9.574
429 | 47827.7543 | 0.91834 | 0.78771 | 0.95107 | 1.3024 | 11.9244 | 3.6651 | 3.1828 | 0.86596 | 0.21812 | 0.054668 | 9.9986 | 1.6957 | 0.38438 | 0.28725 | 0.16543 | 0.27454 | 0.08542 | 0.13003 | 0.43343 | 0.19223 | 1.9893 | 2.519 | 0.081327 | 2.1774 | 0.40926 | 0.013538 | 0.50528 | 0.5489 | 0.10306 | 0.059004 | 13.996 | 8.1307 | 8.8765
430 | 44286.5626 | 0.86491 | 0.90934 | 1.4353 | 1.6406 | 14.0438 | 2.7788 | 1.7937 | 1.9051 | 0.32789 | 0.020731 | 7.8795 | 3.5617 | 0.2723 | 0.32701 | 0.12125 | 0.33034 | 0.078854 | 0.13413 | 0.45667 | 0.20626 | 2.4708 | 2.2198 | 0.11113 | 2.0209 | 0.36909 | 0.012246 | 0.59235 | 0.52324 | 0.1132 | 0.072354 | 7.2616 | 9.0261 | 13.887
431 | 47567.3548 | 0.88855 | 0.81438 | 1.4412 | 1.3144 | 16.2069 | 1.9035 | 1.2424 | 1.7662 | 0.78981 | 0.058448 | 8.042 | 2.612 | 0.29257 | 0.30284 | 0.14507 | 0.30689 | 0.090236 | 0.15425 | 0.48817 | 0.18307 | 1.9358 | 2.0438 | 0.091254 | 2.1843 | 0.41535 | 0.012306 | 0.66998 | 0.58919 | 0.12727 | 0.067565 | 11.382 | 7.3101 | 13.4741
432 | 55232.3155 | 0.97469 | 0.80222 | 1.5297 | 1.1899 | 9.4559 | 1.8573 | 0.66773 | 1.7321 | 0.42878 | 0.06742 | 6.6126 | 0.94876 | 0.14603 | 0.39758 | 0.12333 | 0.37953 | 0.084247 | 0.14675 | 0.50883 | 0.22406 | 2.1179 | 2.3134 | 0.090161 | 1.5072 | 0.46555 | 0.011967 | 0.566 | 0.46112 | 0.11202 | 0.07034 | 9.8233 | 8.0758 | 10.7382
433 | 45237.706 | 0.92268 | 0.80329 | 1.037 | 1.4165 | 8.0444 | 3.5785 | 0.79493 | 1.3354 | 0.87373 | 0.060709 | 8.4237 | 2.2223 | 0.41574 | 0.40134 | 0.13789 | 0.36399 | 0.093172 | 0.14068 | 0.44963 | 0.19805 | 2.184 | 2.7477 | 0.094908 | 1.5525 | 0.47752 | 0.012621 | 0.51045 | 0.44541 | 0.094582 | 0.068271 | 12.8661 | 6.029 | 15.705
434 | 45725.9646 | 0.84308 | 0.8725 | 1.1268 | 1.4154 | 15.3577 | 1.495 | 3.1187 | 0.7926 | 0.40221 | 0.066654 | 8.6619 | 0.95957 | 0.13361 | 0.30139 | 0.12379 | 0.36879 | 0.077749 | 0.12543 | 0.51753 | 0.21219 | 2.1159 | 2.2962 | 0.088039 | 1.9555 | 0.45596 | 0.012922 | 0.50261 | 0.51221 | 0.11924 | 0.063307 | 11.7305 | 7.6976 | 10.6515
435 | 47134.8005 | 0.8595 | 0.99388 | 1.4064 | 1.4359 | 13.8046 | 3.3076 | 0.88669 | 1.9912 | 0.4368 | 0.040133 | 9.2939 | 3.7296 | 0.33649 | 0.31421 | 0.17044 | 0.35796 | 0.083991 | 0.13716 | 0.41657 | 0.18617 | 2.4356 | 2.3753 | 0.11158 | 1.8119 | 0.44341 | 0.012842 | 0.62032 | 0.44246 | 0.1042 | 0.084257 | 6.6728 | 8.6609 | 10.6194
436 | 47511.5562 | 0.80298 | 0.94688 | 1.5168 | 1.4812 | 11.4756 | 2.4856 | 2.4235 | 1.7519 | 1.1246 | 0.043349 | 8.9998 | 3.8492 | 0.34787 | 0.4005 | 0.1562 | 0.34657 | 0.065387 | 0.10871 | 0.41224 | 0.24128 | 2.1703 | 1.9331 | 0.080702 | 1.9659 | 0.45383 | 0.013876 | 0.52304 | 0.48223 | 0.13626 | 0.060207 | 13.4667 | 7.042 | 15.5789
437 | 48198.2558 | 0.87794 | 0.72633 | 1.2561 | 1.6888 | 10.1386 | 4.1054 | 1.5541 | 1.6232 | 0.19445 | 0.030725 | 6.6347 | 1.1659 | 0.13145 | 0.27054 | 0.14526 | 0.34611 | 0.080204 | 0.11965 | 0.45332 | 0.17111 | 2.2589 | 1.8256 | 0.079067 | 1.5937 | 0.44067 | 0.013436 | 0.6003 | 0.50405 | 0.13388 | 0.062121 | 10.8268 | 7.24 | 9.9466
438 | 47424.2226 | 0.86556 | 0.84941 | 1.3935 | 1.2554 | 15.3337 | 4.0295 | 1.6699 | 0.92884 | 0.11069 | 0.076144 | 8.4185 | 1.2141 | 0.16981 | 0.39156 | 0.12197 | 0.32879 | 0.08681 | 0.11419 | 0.46954 | 0.19613 | 2.3133 | 2.1324 | 0.094443 | 1.8542 | 0.42723 | 0.013465 | 0.54032 | 0.58871 | 0.12116 | 0.064255 | 8.6334 | 9.4212 | 14.2869
439 | 39926.8937 | 0.77893 | 0.75812 | 1.136 | 1.2977 | 10.2382 | 3.5995 | 1.1658 | 1.3679 | 0.16278 | 0.024726 | 8.556 | 2.131 | 0.24569 | 0.2782 | 0.14828 | 0.30481 | 0.074067 | 0.12611 | 0.44135 | 0.19827 | 1.8933 | 2.5311 | 0.10585 | 1.9133 | 0.47444 | 0.01499 | 0.54545 | 0.56778 | 0.13351 | 0.062687 | 7.0766 | 8.9514 | 12.4282
440 | 51249.6199 | 0.83395 | 0.95491 | 1.2189 | 1.4244 | 9.9216 | 1.3195 | 2.2808 | 0.40724 | 0.96816 | 0.061379 | 6.3852 | 1.4474 | 0.203 | 0.28039 | 0.14186 | 0.31843 | 0.072783 | 0.13588 | 0.39947 | 0.17208 | 2.2826 | 1.9922 | 0.076423 | 1.8229 | 0.45571 | 0.013009 | 0.51285 | 0.50725 | 0.11095 | 0.07288 | 8.0578 | 7.1625 | 11.2199
441 | 49511.0666 | 0.78505 | 0.71306 | 1.0332 | 1.4538 | 13.834 | 2.4962 | 3.8308 | 1.2598 | 0.71142 | 0.056459 | 6.4141 | 3.771 | 0.39166 | 0.28858 | 0.15131 | 0.32865 | 0.066692 | 0.12314 | 0.37448 | 0.21208 | 2.1431 | 2.4035 | 0.087012 | 2.1793 | 0.45199 | 0.011713 | 0.54597 | 0.5118 | 0.13354 | 0.069765 | 10.9305 | 9.3579 | 12.6821
442 | 41242.5367 | 0.86029 | 0.71398 | 1.1464 | 1.3785 | 6.7569 | 2.4504 | 1.9782 | 0.4834 | 1.1229 | 0.05637 | 6.3151 | 1.4909 | 0.21387 | 0.31711 | 0.15839 | 0.33456 | 0.068559 | 0.1281 | 0.40575 | 0.18534 | 2.4771 | 2.041 | 0.087297 | 1.9023 | 0.43883 | 0.01307 | 0.54008 | 0.46321 | 0.1092 | 0.069792 | 8.1043 | 7.0494 | 14.9453
443 | 36773.6132 | 0.89939 | 0.73228 | 0.99448 | 1.2336 | 10.3674 | 1.6377 | 1.1525 | 1.0803 | 0.36931 | 0.064128 | 7.7693 | 3.7731 | 0.16006 | 0.38745 | 0.14211 | 0.35484 | 0.076474 | 0.12193 | 0.38741 | 0.19149 | 2.4744 | 2.2001 | 0.09333 | 1.7618 | 0.39367 | 0.013734 | 0.46626 | 0.44599 | 0.11582 | 0.06261 | 8.6318 | 7.7584 | 12.9374
444 | 43457.4999 | 0.82988 | 0.79111 | 1.4024 | 1.5801 | 11.67 | 3.4702 | 3.2143 | 0.94151 | 0.052193 | 0.040056 | 6.355 | 0.992 | 0.24209 | 0.30683 | 0.14362 | 0.33416 | 0.088443 | 0.1082 | 0.37623 | 0.20231 | 2.0358 | 1.8678 | 0.10864 | 1.8167 | 0.40219 | 0.012714 | 0.66235 | 0.54277 | 0.12624 | 0.064131 | 6.8717 | 6.6659 | 9.0357
445 | 41709.8951 | 0.98786 | 0.92189 | 1.5019 | 1.5272 | 15.1481 | 2.383 | 3.5361 | 1.7874 | 0.31757 | 0.069367 | 8.6502 | 3.9312 | 0.23225 | 0.3514 | 0.12991 | 0.34569 | 0.092916 | 0.10708 | 0.49611 | 0.17422 | 2.0546 | 2.05 | 0.087626 | 1.9886 | 0.47415 | 0.013261 | 0.45757 | 0.46293 | 0.11457 | 0.071727 | 9.2051 | 9.9195 | 11.8352
446 | 49136.69 | 0.80101 | 0.77882 | 1.5074 | 1.421 | 9.3882 | 1.0217 | 1.4472 | 0.96093 | 0.17586 | 0.065677 | 7.3204 | 2.1717 | 0.34607 | 0.32855 | 0.11295 | 0.31979 | 0.069333 | 0.14452 | 0.47424 | 0.19799 | 2.1961 | 2.4075 | 0.09273 | 1.6711 | 0.49936 | 0.011888 | 0.54899 | 0.45937 | 0.12334 | 0.080812 | 7.9382 | 9.4901 | 9.3835
447 | 39559.1046 | 0.81714 | 0.93088 | 1.4866 | 1.2472 | 11.5839 | 1.1321 | 2.7323 | 0.4407 | 0.70485 | 0.052234 | 9.4305 | 1.4151 | 0.1438 | 0.39056 | 0.11458 | 0.28251 | 0.073251 | 0.11732 | 0.47148 | 0.16624 | 2.5294 | 2.2132 | 0.073979 | 1.8006 | 0.51112 | 0.012716 | 0.58897 | 0.44789 | 0.11726 | 0.074074 | 11.4855 | 9.0147 | 13.8141
448 | 50751.0574 | 0.7726 | 0.817 | 1.1901 | 1.4733 | 13.461 | 2.1472 | 2.7701 | 1.5487 | 0.43328 | 0.05649 | 8.2799 | 3.2967 | 0.14952 | 0.33007 | 0.14426 | 0.27674 | 0.068207 | 0.13182 | 0.45656 | 0.19646 | 2.2721 | 1.9292 | 0.093923 | 1.7819 | 0.41014 | 0.013475 | 0.53493 | 0.5033 | 0.10375 | 0.06068 | 14.2775 | 9.8192 | 14.8997
449 | 47094.7158 | 0.78932 | 0.87655 | 1.2008 | 1.5695 | 11.4854 | 1.6694 | 1.2622 | 0.84585 | 0.59438 | 0.045556 | 9.4897 | 2.734 | 0.36934 | 0.38804 | 0.14586 | 0.38615 | 0.086195 | 0.13483 | 0.47768 | 0.19142 | 2.2345 | 2.3074 | 0.089504 | 1.8318 | 0.40026 | 0.015387 | 0.57348 | 0.42479 | 0.13592 | 0.073714 | 10.4293 | 9.126 | 15.2844
450 | 45429.1756 | 0.75013 | 0.91624 | 1.4164 | 1.7743 | 9.0896 | 3.2236 | 1.7667 | 0.96242 | 0.38234 | 0.031929 | 9.0091 | 3.4944 | 0.30919 | 0.30555 | 0.1456 | 0.37289 | 0.07953 | 0.11299 | 0.50599 | 0.22366 | 2.6374 | 2.4583 | 0.098263 | 1.8335 | 0.45726 | 0.0129 | 0.49365 | 0.42306 | 0.14142 | 0.069246 | 10.87 | 8.6127 | 8.9703
451 | 41666.8933 | 0.92653 | 0.71732 | 1.5581 | 1.2262 | 8.8232 | 2.6275 | 2.7984 | 1.4899 | 0.66772 | 0.043095 | 9.1683 | 1.1319 | 0.34309 | 0.38616 | 0.14531 | 0.3122 | 0.077413 | 0.13971 | 0.39849 | 0.19633 | 2.4913 | 2.586 | 0.10292 | 1.4955 | 0.41548 | 0.010494 | 0.55898 | 0.38984 | 0.11911 | 0.073163 | 14.5119 | 9.0352 | 9.816
452 | 49023.6213 | 0.80399 | 0.74997 | 1.0252 | 1.6579 | 11.2349 | 1.3144 | 2.7476 | 0.93989 | 0.95718 | 0.07341 | 8.7941 | 2.9587 | 0.19013 | 0.378 | 0.15815 | 0.3219 | 0.082179 | 0.13753 | 0.42334 | 0.20114 | 2.139 | 2.4194 | 0.084945 | 1.6645 | 0.43245 | 0.013159 | 0.53677 | 0.50271 | 0.10548 | 0.066365 | 9.4595 | 6.5565 | 14.8148
453 | 46864.1015 | 0.90202 | 0.92766 | 1.2209 | 1.6082 | 12.733 | 2.7131 | 3.3835 | 1.347 | 1.138 | 0.029822 | 8.7216 | 1.6763 | 0.38752 | 0.33319 | 0.12569 | 0.34043 | 0.072305 | 0.13366 | 0.50815 | 0.20955 | 2.1372 | 2.3449 | 0.077532 | 1.91 | 0.43903 | 0.01192 | 0.54947 | 0.51965 | 0.09867 | 0.076539 | 5.8394 | 6.9993 | 9.8722
454 | 36624.1034 | 0.90963 | 0.75967 | 1.5342 | 1.535 | 10.515 | 2.2621 | 0.51242 | 0.43607 | 0.66885 | 0.067645 | 9.1136 | 1.0818 | 0.26832 | 0.32623 | 0.13156 | 0.35345 | 0.081419 | 0.14064 | 0.44616 | 0.16166 | 2.0659 | 2.1744 | 0.077305 | 2.0486 | 0.39531 | 0.013283 | 0.54052 | 0.56978 | 0.13114 | 0.070841 | 12.6481 | 7.1386 | 10.315
455 | 46020.705 | 0.87162 | 0.90619 | 1.4245 | 1.2749 | 14.3534 | 3.9172 | 0.69409 | 0.50354 | 0.90991 | 0.023027 | 7.0364 | 2.6039 | 0.22269 | 0.34034 | 0.12161 | 0.33944 | 0.08772 | 0.12872 | 0.41148 | 0.18318 | 2.4935 | 2.0344 | 0.084478 | 1.839 | 0.40728 | 0.013903 | 0.61418 | 0.48256 | 0.11654 | 0.081656 | 6.9641 | 6.3719 | 13.9366
456 | 40604.8422 | 0.95141 | 0.71699 | 1.4973 | 1.4573 | 13.936 | 2.0303 | 1.2133 | 1.9645 | 0.76364 | 0.07846 | 8.7328 | 3.8715 | 0.34697 | 0.3249 | 0.11751 | 0.26202 | 0.080949 | 0.1577 | 0.4252 | 0.17885 | 2.0938 | 2.0967 | 0.10318 | 1.7105 | 0.43635 | 0.012943 | 0.55923 | 0.52499 | 0.11037 | 0.06941 | 11.4374 | 9.5941 | 15.8506
457 | 44792.8577 | 0.94027 | 0.82129 | 1.0526 | 1.3793 | 14.0943 | 3.0961 | 2.9304 | 1.4179 | 0.18925 | 0.048801 | 6.8557 | 2.1987 | 0.20391 | 0.38008 | 0.13368 | 0.32434 | 0.082254 | 0.13861 | 0.43548 | 0.19324 | 2.2848 | 2.4543 | 0.09304 | 1.6511 | 0.45789 | 0.014522 | 0.55206 | 0.48958 | 0.13455 | 0.069915 | 9.8565 | 9.0446 | 13.4968
458 | 40473.3936 | 0.84949 | 0.87912 | 1.192 | 1.4017 | 7.7958 | 5.0308 | 0.94289 | 1.7421 | 1.074 | 0.045398 | 8.1576 | 3.1266 | 0.30438 | 0.39079 | 0.13326 | 0.38849 | 0.076192 | 0.14254 | 0.41732 | 0.19459 | 2.4922 | 2.3186 | 0.094848 | 1.994 | 0.45139 | 0.010898 | 0.61576 | 0.4469 | 0.13973 | 0.05983 | 9.6147 | 8.6506 | 10.0987
459 | 42401.1321 | 0.76809 | 0.73203 | 1.1041 | 1.2433 | 10.1293 | 1.978 | 1.5505 | 1.4711 | 1.1235 | 0.030931 | 8.1615 | 2.3692 | 0.1308 | 0.2892 | 0.11203 | 0.37904 | 0.091385 | 0.10983 | 0.45895 | 0.2355 | 2.4077 | 1.8528 | 0.082039 | 1.9535 | 0.44671 | 0.010767 | 0.48829 | 0.40964 | 0.12555 | 0.071066 | 11.8868 | 7.0165 | 15.8006
460 | 54750.8727 | 0.93172 | 0.91492 | 1.4839 | 1.3918 | 11.5035 | 3.5923 | 1.5681 | 1.4075 | 0.81347 | 0.075191 | 7.3865 | 1.9898 | 0.12681 | 0.34371 | 0.14855 | 0.27749 | 0.065681 | 0.1538 | 0.40766 | 0.19228 | 2.4566 | 2.5811 | 0.10557 | 1.5034 | 0.43922 | 0.011743 | 0.68102 | 0.4195 | 0.11799 | 0.076819 | 11.2977 | 7.706 | 9.5974
461 | 47238.011 | 0.77386 | 0.92741 | 1.2721 | 1.3663 | 9.8326 | 4.1784 | 2.0907 | 1.1758 | 0.72009 | 0.02394 | 9.3258 | 2.6364 | 0.32264 | 0.32876 | 0.13435 | 0.39583 | 0.078161 | 0.1481 | 0.52037 | 0.2304 | 2.7296 | 1.9387 | 0.091384 | 2.207 | 0.41077 | 0.01248 | 0.58792 | 0.51263 | 0.11963 | 0.058308 | 11.2171 | 8.3756 | 9.2238
462 | 41172.0796 | 0.97127 | 0.95259 | 1.2566 | 1.6717 | 11.9314 | 5.1908 | 0.9821 | 1.4166 | 0.13366 | 0.068149 | 6.4747 | 2.8915 | 0.34803 | 0.40483 | 0.13532 | 0.36386 | 0.061795 | 0.14494 | 0.44279 | 0.18724 | 2.0648 | 2.287 | 0.078973 | 2.2436 | 0.40276 | 0.013384 | 0.62191 | 0.4844 | 0.1322 | 0.068413 | 8.1824 | 6.6633 | 15.8312
463 | 44030.0392 | 0.95051 | 0.97166 | 1.2498 | 1.5441 | 9.3395 | 2.9065 | 2.5292 | 1.7996 | 1.092 | 0.030356 | 8.5609 | 0.68985 | 0.14569 | 0.34944 | 0.11777 | 0.3144 | 0.069907 | 0.12414 | 0.45959 | 0.23089 | 2.098 | 2.1371 | 0.10232 | 1.922 | 0.47305 | 0.012956 | 0.4621 | 0.48492 | 0.13305 | 0.062791 | 7.4679 | 6.7518 | 10.9683
464 | 49286.1434 | 0.98699 | 0.91911 | 1.4881 | 1.8539 | 15.4704 | 2.3875 | 0.86392 | 1.9082 | 0.057359 | 0.043443 | 9.5307 | 0.71881 | 0.19717 | 0.28448 | 0.16213 | 0.38538 | 0.080981 | 0.13106 | 0.35596 | 0.18449 | 2.0606 | 1.9429 | 0.084881 | 1.8062 | 0.42203 | 0.013778 | 0.44723 | 0.52157 | 0.12655 | 0.072556 | 11.7657 | 6.9188 | 11.5653
465 | 40768.74 | 0.91052 | 0.81981 | 1.49 | 1.3229 | 9.6657 | 2.4932 | 2.6819 | 1.0274 | 0.99683 | 0.056835 | 8.2813 | 1.4823 | 0.24027 | 0.40084 | 0.12105 | 0.32229 | 0.071277 | 0.13362 | 0.46781 | 0.19625 | 2.1196 | 2.322 | 0.071548 | 2.0205 | 0.37242 | 0.013747 | 0.54019 | 0.54126 | 0.12882 | 0.066067 | 11.9135 | 9.8875 | 13.6598
466 | 41407.0218 | 0.98314 | 0.89791 | 1.3291 | 1.8302 | 10.3978 | 2.0816 | 0.64857 | 0.52961 | 0.61764 | 0.021321 | 8.6926 | 3.4165 | 0.11343 | 0.33369 | 0.15886 | 0.31785 | 0.080149 | 0.15109 | 0.51223 | 0.17322 | 2.2754 | 2.1814 | 0.089949 | 1.8655 | 0.42916 | 0.012513 | 0.57242 | 0.5089 | 0.10168 | 0.072155 | 10.6669 | 7.1061 | 10.0169
467 | 43317.737 | 0.87986 | 0.83646 | 1.5128 | 1.4908 | 7.7558 | 3.704 | 1.4371 | 1.8535 | 1.1579 | 0.020043 | 6.7927 | 2.3464 | 0.1424 | 0.28548 | 0.15661 | 0.33759 | 0.082641 | 0.11777 | 0.46965 | 0.19549 | 2.1875 | 2.2686 | 0.10157 | 1.8814 | 0.44545 | 0.01401 | 0.47847 | 0.47208 | 0.11762 | 0.075205 | 7.175 | 9.3864 | 13.7526
468 | 43685.2273 | 0.83455 | 0.96041 | 0.95278 | 1.587 | 12.7814 | 2.5712 | 1.987 | 0.65179 | 1.1402 | 0.070348 | 9.979 | 1.349 | 0.32979 | 0.31033 | 0.13757 | 0.30363 | 0.071079 | 0.12492 | 0.39074 | 0.20898 | 1.8701 | 2.5782 | 0.080864 | 1.6808 | 0.38935 | 0.013851 | 0.48385 | 0.51852 | 0.124 | 0.072639 | 9.8844 | 9.9054 | 14.3781
469 | 52998.9654 | 0.79639 | 0.72819 | 1.5084 | 1.1646 | 9.7706 | 3.539 | 0.67207 | 0.78691 | 0.6392 | 0.067262 | 6.9283 | 2.8749 | 0.22615 | 0.39264 | 0.15375 | 0.32763 | 0.079936 | 0.13095 | 0.4917 | 0.23594 | 1.8977 | 2.4106 | 0.10842 | 1.773 | 0.42566 | 0.011684 | 0.60411 | 0.46314 | 0.097242 | 0.065752 | 8.7353 | 9.4044 | 8.4031
470 | 48869.0194 | 0.91522 | 0.91703 | 1.2112 | 1.5478 | 13.1835 | 2.3322 | 3.9672 | 1.78 | 0.41785 | 0.063884 | 8.213 | 0.9848 | 0.24356 | 0.38574 | 0.13873 | 0.34289 | 0.075646 | 0.11659 | 0.49249 | 0.19651 | 2.2355 | 2.4243 | 0.093262 | 1.8582 | 0.38211 | 0.014019 | 0.53171 | 0.47473 | 0.10868 | 0.063221 | 9.5363 | 8.487 | 12.9091
471 | 52674.0091 | 0.9744 | 0.95092 | 1.2643 | 1.2439 | 5.6141 | 2.298 | 0.62241 | 1.2883 | 0.21732 | 0.046102 | 9.0257 | 2.6682 | 0.17568 | 0.29196 | 0.11475 | 0.40262 | 0.077189 | 0.12383 | 0.48138 | 0.19106 | 2.6622 | 2.3026 | 0.093143 | 1.6844 | 0.4415 | 0.012507 | 0.62318 | 0.52237 | 0.10433 | 0.060825 | 10.8838 | 8.4567 | 14.4462
472 | 52805.3339 | 0.78991 | 0.7949 | 1.4363 | 1.8595 | 10.9865 | 1.2923 | 0.55051 | 0.44919 | 0.62507 | 0.060082 | 7.3165 | 2.7639 | 0.12507 | 0.34573 | 0.15227 | 0.3674 | 0.084428 | 0.1372 | 0.37703 | 0.23487 | 1.8399 | 2.5549 | 0.07707 | 1.7397 | 0.40777 | 0.012636 | 0.52451 | 0.49869 | 0.13196 | 0.075943 | 11.5486 | 6.4158 | 8.3689
473 | 38331.225 | 0.92592 | 0.76456 | 1.5419 | 1.1486 | 6.7632 | 3.35 | 3.8612 | 0.46455 | 1.0128 | 0.025916 | 8.3621 | 2.373 | 0.33787 | 0.27587 | 0.13192 | 0.35265 | 0.076632 | 0.15202 | 0.42034 | 0.22709 | 2.3366 | 2.3824 | 0.096006 | 1.6038 | 0.42518 | 0.01164 | 0.55648 | 0.49614 | 0.11459 | 0.080095 | 12.8306 | 7.3881 | 13.631
474 | 52509.2834 | 0.79803 | 0.95898 | 1.2287 | 1.1856 | 12.4935 | 3.1281 | 3.3179 | 1.135 | 0.23197 | 0.048177 | 9.2708 | 1.5729 | 0.13688 | 0.28217 | 0.11928 | 0.28975 | 0.089089 | 0.13665 | 0.39351 | 0.20003 | 2.3454 | 1.973 | 0.083781 | 1.7104 | 0.43367 | 0.012239 | 0.54407 | 0.41925 | 0.12602 | 0.070228 | 9.8483 | 8.023 | 9.6223
475 | 39137.6713 | 0.97287 | 0.85229 | 0.97394 | 1.1976 | 12.5709 | 3.5727 | 2.5922 | 0.46792 | 1.1088 | 0.063019 | 6.9395 | 2.4232 | 0.41261 | 0.39404 | 0.15552 | 0.34241 | 0.076318 | 0.13511 | 0.34933 | 0.17768 | 1.8418 | 2.4874 | 0.075476 | 2.1603 | 0.38886 | 0.011774 | 0.49486 | 0.46427 | 0.1394 | 0.063091 | 9.5313 | 7.6575 | 8.6182
476 | 49218.4159 | 0.83569 | 0.82568 | 1.4529 | 1.3868 | 9.1421 | 3.2001 | 3.0162 | 0.6033 | 0.22036 | 0.040544 | 7.8089 | 3.9642 | 0.34869 | 0.38702 | 0.12587 | 0.38006 | 0.077569 | 0.10923 | 0.40997 | 0.21129 | 2.2604 | 1.8507 | 0.08621 | 2.0361 | 0.45275 | 0.01166 | 0.53572 | 0.53939 | 0.10514 | 0.071463 | 7.478 | 6.9089 | 8.232
477 | 45698.3253 | 0.76642 | 0.93796 | 1.156 | 1.5082 | 9.686 | 2.1781 | 3.6544 | 1.7469 | 0.24437 | 0.023074 | 8.7242 | 1.3594 | 0.16431 | 0.35322 | 0.16774 | 0.37618 | 0.078383 | 0.14787 | 0.47491 | 0.18006 | 2.5967 | 2.2173 | 0.086502 | 1.7539 | 0.45986 | 0.011962 | 0.57724 | 0.53567 | 0.10585 | 0.070021 | 7.7764 | 8.2774 | 13.962
478 | 51638.3037 | 0.81373 | 0.92276 | 1.3857 | 1.7414 | 8.7807 | 2.7833 | 2.8838 | 1.0006 | 0.6703 | 0.073845 | 8.1987 | 2.5082 | 0.41904 | 0.28024 | 0.14946 | 0.3593 | 0.085968 | 0.13233 | 0.38731 | 0.20323 | 2.3464 | 2.268 | 0.077663 | 2.1011 | 0.36302 | 0.013351 | 0.64746 | 0.57018 | 0.13169 | 0.076042 | 9.0171 | 6.0003 | 8.9837
479 | 43633.6722 | 0.95733 | 0.81233 | 1.3837 | 1.1964 | 12.4674 | 4.212 | 3.3578 | 0.79582 | 0.099678 | 0.045734 | 6.7438 | 3.5345 | 0.38472 | 0.29445 | 0.15237 | 0.26485 | 0.082281 | 0.12785 | 0.49265 | 0.16132 | 2.1315 | 2.7346 | 0.082401 | 2.1549 | 0.46784 | 0.013345 | 0.57802 | 0.59388 | 0.14232 | 0.068882 | 12.9554 | 7.167 | 14.3049
480 | 45058.1413 | 0.90281 | 0.82316 | 1.4962 | 1.5339 | 11.5623 | 4.2945 | 1.7979 | 0.80889 | 0.064143 | 0.046832 | 7.7964 | 1.4202 | 0.13195 | 0.36511 | 0.14091 | 0.34904 | 0.078957 | 0.14412 | 0.48916 | 0.23799 | 2.4554 | 2.4725 | 0.075697 | 2.0724 | 0.48157 | 0.012627 | 0.56564 | 0.44841 | 0.13179 | 0.065531 | 12.4067 | 8.8835 | 11.0019
481 | 39854.5631 | 0.94903 | 0.91669 | 0.96795 | 1.3252 | 9.4774 | 2.9128 | 3.0223 | 0.92496 | 0.40139 | 0.062367 | 7.7673 | 1.3986 | 0.37742 | 0.29289 | 0.14806 | 0.33169 | 0.083431 | 0.12471 | 0.43444 | 0.21286 | 2.6412 | 2.1711 | 0.091416 | 1.6047 | 0.41311 | 0.014823 | 0.60234 | 0.44116 | 0.11867 | 0.068644 | 10.5413 | 9.2478 | 10.9483
482 | 48780.3127 | 0.95369 | 0.80474 | 0.96906 | 1.2762 | 13.8177 | 1.6834 | 3.0199 | 1.4502 | 0.58996 | 0.060332 | 8.9305 | 3.1413 | 0.29928 | 0.35464 | 0.1391 | 0.30326 | 0.078127 | 0.14155 | 0.39309 | 0.2216 | 2.4646 | 2.5883 | 0.088645 | 1.7403 | 0.39066 | 0.013061 | 0.6295 | 0.42609 | 0.11864 | 0.080595 | 12.0837 | 9.6805 | 14.087
483 | 45592.1663 | 0.84624 | 0.78201 | 1.0913 | 1.1454 | 9.0065 | 3.4549 | 1.2325 | 0.98515 | 0.94729 | 0.079579 | 9.5028 | 1.4903 | 0.28675 | 0.27594 | 0.1302 | 0.34047 | 0.063444 | 0.12813 | 0.426 | 0.15133 | 2.3668 | 2.5507 | 0.091472 | 1.8904 | 0.50635 | 0.012615 | 0.65922 | 0.5127 | 0.13207 | 0.064807 | 11.2728 | 9.8006 | 8.3114
484 | 45140.3541 | 0.75148 | 0.88431 | 1.2879 | 1.1792 | 11.4268 | 2.6079 | 3.4024 | 0.47545 | 0.12238 | 0.044374 | 6.0027 | 1.2783 | 0.41167 | 0.28213 | 0.15384 | 0.33016 | 0.085702 | 0.12332 | 0.49526 | 0.17673 | 2.5431 | 2.1035 | 0.087836 | 2.0379 | 0.47855 | 0.012587 | 0.52861 | 0.56932 | 0.10789 | 0.0705 | 10.9936 | 6.1737 | 10.2897
485 | 42071.6864 | 0.98402 | 0.73019 | 1.4901 | 1.2496 | 11.2094 | 2.5141 | 1.0608 | 1.0467 | 0.53116 | 0.071607 | 7.2918 | 2.7786 | 0.42319 | 0.32716 | 0.13025 | 0.28927 | 0.068415 | 0.12923 | 0.46935 | 0.18603 | 1.9926 | 2.4929 | 0.10428 | 1.8308 | 0.35958 | 0.01254 | 0.65114 | 0.38187 | 0.12264 | 0.066225 | 12.6769 | 7.8602 | 15.7601
486 | 50917.9523 | 0.77671 | 0.85626 | 1.1515 | 1.8718 | 10.1019 | 2.7307 | 2.154 | 1.305 | 0.78124 | 0.075972 | 8.5458 | 3.5871 | 0.21359 | 0.3711 | 0.13607 | 0.33931 | 0.076858 | 0.13572 | 0.43182 | 0.18802 | 2.4952 | 2.5432 | 0.099427 | 1.6286 | 0.50566 | 0.01295 | 0.54908 | 0.52434 | 0.14053 | 0.069224 | 8.6437 | 9.298 | 10.0497
487 | 54679.6564 | 0.8933 | 0.74106 | 0.94948 | 1.1762 | 12.6306 | 2.5051 | 2.076 | 1.0721 | 0.12713 | 0.036866 | 8.1895 | 0.63899 | 0.25521 | 0.37809 | 0.12625 | 0.30133 | 0.079799 | 0.13038 | 0.47652 | 0.21887 | 2.1697 | 2.4384 | 0.090559 | 2.0904 | 0.43132 | 0.013055 | 0.55625 | 0.47072 | 0.10668 | 0.07279 | 9.7072 | 6.6243 | 8.1
488 | 39630.4099 | 0.81324 | 0.74237 | 0.99235 | 1.7884 | 15.6306 | 1.3914 | 0.71503 | 1.1022 | 0.37189 | 0.064398 | 7.0401 | 2.3818 | 0.29308 | 0.34914 | 0.12363 | 0.35193 | 0.063049 | 0.13522 | 0.53401 | 0.20253 | 1.7692 | 2.5 | 0.09394 | 2.0066 | 0.39801 | 0.015338 | 0.51735 | 0.57608 | 0.11156 | 0.070045 | 8.8303 | 9.5869 | 8.867
489 | 42647.9674 | 0.82716 | 0.89562 | 1.418 | 1.8491 | 16.435 | 2.0878 | 1.6865 | 1.8446 | 0.13637 | 0.06546 | 6.2763 | 3.5216 | 0.28692 | 0.33464 | 0.13831 | 0.34844 | 0.0841 | 0.12785 | 0.50393 | 0.17974 | 2.0787 | 2.071 | 0.10016 | 1.6151 | 0.48594 | 0.010412 | 0.55418 | 0.49687 | 0.11514 | 0.069506 | 9.223 | 6.8997 | 12.2162
490 | 42870.9384 | 0.78216 | 0.98975 | 1.4759 | 1.8725 | 8.4922 | 3.6203 | 2.0243 | 1.4482 | 0.64497 | 0.037479 | 6.4405 | 0.71258 | 0.155 | 0.31729 | 0.16062 | 0.29829 | 0.083847 | 0.15861 | 0.47797 | 0.22088 | 2.5806 | 1.8793 | 0.080472 | 2.1201 | 0.3846 | 0.012262 | 0.55326 | 0.48334 | 0.14392 | 0.064108 | 11.2442 | 7.2588 | 12.5571
491 | 51676.5713 | 0.78268 | 0.80484 | 1.0493 | 1.2713 | 13.6505 | 2.3464 | 2.6541 | 0.9104 | 0.82334 | 0.054432 | 9.2559 | 2.538 | 0.31828 | 0.29734 | 0.13065 | 0.33378 | 0.076752 | 0.14 | 0.43485 | 0.19976 | 2.109 | 2.6464 | 0.080392 | 1.6991 | 0.43844 | 0.011763 | 0.61045 | 0.47221 | 0.13767 | 0.056407 | 10.3756 | 9.2753 | 8.8407
492 | 46891.0407 | 0.75963 | 0.99653 | 1.1416 | 1.6784 | 11.1887 | 3.7321 | 2.0731 | 1.9256 | 0.65078 | 0.047412 | 6.2075 | 2.2298 | 0.11197 | 0.32247 | 0.12806 | 0.38224 | 0.061217 | 0.12457 | 0.52991 | 0.19982 | 2.0581 | 2.1437 | 0.10444 | 1.8264 | 0.49653 | 0.0122 | 0.59549 | 0.60441 | 0.11486 | 0.062895 | 9.3438 | 8.1866 | 11.811
493 | 45755.6285 | 0.87951 | 0.82352 | 1.2903 | 1.7271 | 14.2434 | 2.9454 | 0.55557 | 1.2039 | 0.33913 | 0.062258 | 7.0178 | 3.1157 | 0.18232 | 0.27078 | 0.13776 | 0.3619 | 0.081782 | 0.15586 | 0.43274 | 0.19697 | 2.4375 | 1.7919 | 0.095837 | 2.1987 | 0.41803 | 0.013457 | 0.58929 | 0.4813 | 0.1341 | 0.071929 | 8.4031 | 6.4984 | 8.7091
494 | 53203.119 | 0.77486 | 0.89458 | 1.3312 | 1.1316 | 11.7858 | 3.4902 | 1.3973 | 0.56462 | 0.63605 | 0.031411 | 6.974 | 3.0217 | 0.27259 | 0.33818 | 0.16583 | 0.30753 | 0.097567 | 0.12942 | 0.47178 | 0.15298 | 2.3091 | 2.4828 | 0.090953 | 1.6263 | 0.39322 | 0.014075 | 0.45745 | 0.45489 | 0.10387 | 0.069592 | 13.7818 | 8.5981 | 12.2825
495 | 46744.5232 | 0.96506 | 0.81403 | 1.1551 | 1.1538 | 8.5884 | 4.0907 | 1.2576 | 1.258 | 0.86801 | 0.055215 | 8.9115 | 1.2844 | 0.24451 | 0.32311 | 0.13671 | 0.34742 | 0.080715 | 0.12504 | 0.45372 | 0.17729 | 2.2736 | 2.2828 | 0.094461 | 1.7713 | 0.45029 | 0.014101 | 0.52158 | 0.46164 | 0.12949 | 0.058239 | 11.0916 | 7.0869 | 12.2548
496 | 41961.6694 | 0.97887 | 0.88477 | 1.5507 | 1.5457 | 13.5341 | 3.0553 | 2.0365 | 1.2136 | 0.79414 | 0.044599 | 7.3007 | 1.1141 | 0.39355 | 0.32947 | 0.13887 | 0.39082 | 0.0874 | 0.12596 | 0.50459 | 0.2234 | 2.7688 | 2.2672 | 0.083692 | 1.8176 | 0.48109 | 0.01416 | 0.47511 | 0.54397 | 0.10676 | 0.079859 | 12.7463 | 8.0851 | 8.4814
497 | 46227.9568 | 0.76336 | 0.71462 | 1.1183 | 1.41 | 15.1336 | 2.7785 | 3.8266 | 0.82447 | 0.097783 | 0.034924 | 9.8572 | 1.328 | 0.32691 | 0.341 | 0.11047 | 0.30149 | 0.074243 | 0.15912 | 0.44739 | 0.19065 | 2.4091 | 2.3293 | 0.085069 | 1.7363 | 0.43791 | 0.010876 | 0.4895 | 0.50605 | 0.10876 | 0.065014 | 10.6041 | 7.7787 | 15.0349
498 | 45285.1201 | 0.92929 | 0.98145 | 1.2966 | 1.7624 | 13.6652 | 3.4341 | 1.619 | 1.7259 | 0.83984 | 0.026313 | 9.927 | 2.9871 | 0.31434 | 0.38135 | 0.1518 | 0.31339 | 0.075372 | 0.15234 | 0.40217 | 0.20867 | 2.3819 | 2.3513 | 0.11061 | 1.6425 | 0.4668 | 0.011912 | 0.52739 | 0.39764 | 0.10074 | 0.071408 | 7.5156 | 8.0252 | 14.1263
499 | 50956.6613 | 0.97919 | 0.98078 | 0.96535 | 1.1827 | 11.5721 | 1.9535 | 2.8381 | 1.3898 | 0.8148 | 0.068418 | 6.9585 | 2.6636 | 0.12353 | 0.30826 | 0.13504 | 0.34426 | 0.080417 | 0.13257 | 0.37638 | 0.21642 | 2.2409 | 1.9083 | 0.10286 | 1.7945 | 0.37596 | 0.012989 | 0.55387 | 0.39503 | 0.11982 | 0.066516 | 11.0288 | 7.89 | 13.1744
500 | 50986.8734 | 0.77678 | 0.90102 | 1.3155 | 1.6314 | 13.3904 | 2.0486 | 2.5596 | 1.501 | 0.3629 | 0.049473 | 6.9234 | 3.7207 | 0.43994 | 0.33597 | 0.13781 | 0.33177 | 0.091261 | 0.14728 | 0.40814 | 0.19166 | 2.0335 | 2.6644 | 0.08335 | 1.6522 | 0.42377 | 0.013543 | 0.61114 | 0.49546 | 0.11382 | 0.05706 | 9.7776 | 8.2704 | 10.4273
501 | 44341.7197 | 0.84277 | 0.7637 | 1.0071 | 1.2592 | 14.3396 | 3.6533 | 3.2399 | 1.6125 | 0.98946 | 0.024043 | 9.4346 | 2.2152 | 0.19142 | 0.35432 | 0.15365 | 0.31011 | 0.076985 | 0.15816 | 0.45168 | 0.16055 | 2.2853 | 2.5676 | 0.10343 | 1.7968 | 0.37851 | 0.014626 | 0.50511 | 0.51922 | 0.11258 | 0.065299 | 12.1383 | 9.096 | 14.8889
502 | 47397.1471 | 0.98083 | 0.85852 | 1.176 | 1.2151 | 12.6011 | 2.4836 | 3.603 | 1.1671 | 0.33637 | 0.068104 | 6.3637 | 0.81084 | 0.23688 | 0.37262 | 0.13399 | 0.3477 | 0.081438 | 0.14711 | 0.48579 | 0.16348 | 2.3694 | 2.3347 | 0.091037 | 2.2806 | 0.38849 | 0.012266 | 0.55366 | 0.51782 | 0.12138 | 0.074821 | 13.8257 | 9.7365 | 15.6511
503 | 43581.7061 | 0.79715 | 0.95986 | 1.2297 | 1.6444 | 15.6668 | 1.6509 | 1.2639 | 0.41396 | 1.0332 | 0.044013 | 6.6918 | 3.9101 | 0.19352 | 0.28301 | 0.15073 | 0.31131 | 0.082585 | 0.12165 | 0.37904 | 0.21596 | 2.2909 | 2.1724 | 0.080538 | 2.0583 | 0.38632 | 0.013069 | 0.51633 | 0.43774 | 0.10183 | 0.067294 | 12.5981 | 7.7292 | 15.1196
504 | 42536.4155 | 0.90082 | 0.74684 | 1.5609 | 1.8142 | 11.5376 | 4.6206 | 1.8218 | 1.1205 | 0.67725 | 0.04773 | 7.0503 | 3.5046 | 0.41386 | 0.38928 | 0.16838 | 0.32832 | 0.082596 | 0.13488 | 0.47757 | 0.18701 | 2.2413 | 2.2554 | 0.10745 | 1.9526 | 0.34374 | 0.014428 | 0.57488 | 0.42891 | 0.10581 | 0.0693 | 10.6104 | 8.0776 | 13.4589
505 | 53441.3726 | 0.78141 | 0.75376 | 1.4948 | 1.2571 | 12.0144 | 3.1172 | 3.5928 | 0.80116 | 0.11372 | 0.043772 | 8.1766 | 1.0683 | 0.18615 | 0.37948 | 0.14262 | 0.33964 | 0.075138 | 0.1245 | 0.47977 | 0.22859 | 2.4713 | 1.7849 | 0.098413 | 2.085 | 0.49284 | 0.015432 | 0.56932 | 0.44211 | 0.12141 | 0.078663 | 8.3233 | 9.4034 | 9.0909
506 | 42249.2117 | 0.9692 | 0.96448 | 1.1843 | 1.3932 | 8.0295 | 2.3791 | 3.3112 | 0.98917 | 0.71632 | 0.055329 | 7.9075 | 3.1982 | 0.21506 | 0.36494 | 0.15942 | 0.34134 | 0.096258 | 0.11826 | 0.48128 | 0.16671 | 2.1883 | 2.1063 | 0.09341 | 1.904 | 0.49076 | 0.01217 | 0.61579 | 0.51057 | 0.14304 | 0.067061 | 9.324 | 7.2141 | 15.799
507 | 39833.7442 | 0.90652 | 0.87022 | 1.0306 | 1.7432 | 14.0679 | 1.9817 | 2.8908 | 1.987 | 0.074085 | 0.045353 | 8.9552 | 2.4098 | 0.32761 | 0.32218 | 0.1289 | 0.36491 | 0.07945 | 0.1378 | 0.47875 | 0.18035 | 1.89 | 2.3079 | 0.09681 | 1.6975 | 0.40969 | 0.010794 | 0.58001 | 0.54664 | 0.098931 | 0.079826 | 8.897 | 6.5615 | 10.8874
508 | 51199.5781 | 0.7508 | 0.79363 | 1.557 | 1.4614 | 11.5123 | 1.4156 | 3.7891 | 0.74628 | 0.7525 | 0.066205 | 7.9217 | 1.8212 | 0.25565 | 0.33144 | 0.12971 | 0.35015 | 0.072483 | 0.13159 | 0.3959 | 0.18437 | 1.9486 | 1.9213 | 0.097169 | 1.6786 | 0.45636 | 0.013153 | 0.57065 | 0.56438 | 0.13866 | 0.078613 | 10.2451 | 7.0755 | 11.6669
509 | 47634.9218 | 0.96948 | 0.76887 | 1.4034 | 1.1992 | 5.6685 | 2.5082 | 3.0373 | 1.9379 | 0.78218 | 0.03951 | 6.6775 | 1.7588 | 0.12278 | 0.3269 | 0.14327 | 0.34641 | 0.075743 | 0.14338 | 0.45253 | 0.19731 | 2.3549 | 2.1357 | 0.084548 | 1.6191 | 0.40508 | 0.012405 | 0.6162 | 0.47914 | 0.12308 | 0.086533 | 11.6778 | 6.3209 | 10.6261
510 | 46786.4064 | 0.98018 | 0.94612 | 1.2616 | 1.4548 | 12.6199 | 2.0922 | 3.5154 | 0.45439 | 0.3405 | 0.028815 | 7.7925 | 3.0777 | 0.4377 | 0.2813 | 0.14778 | 0.34341 | 0.06629 | 0.14471 | 0.50098 | 0.19708 | 2.3806 | 2.2258 | 0.094675 | 1.7844 | 0.52757 | 0.014956 | 0.50357 | 0.49159 | 0.12108 | 0.065146 | 6.3437 | 8.8072 | 14.0068
511 | 49680.2002 | 0.93131 | 0.8762 | 1.4706 | 1.7695 | 9.8112 | 4.7795 | 3.9605 | 0.98042 | 0.35714 | 0.066755 | 9.3529 | 2.9494 | 0.34592 | 0.38507 | 0.13844 | 0.35805 | 0.095281 | 0.14302 | 0.41335 | 0.19387 | 2.5889 | 2.1918 | 0.092984 | 1.6518 | 0.38261 | 0.012466 | 0.5258 | 0.47367 | 0.13841 | 0.066641 | 11.5803 | 6.4703 | 10.4834
512 | 45775.1035 | 0.83012 | 0.85714 | 1.5203 | 1.2733 | 14.8787 | 2.8017 | 1.989 | 1.833 | 0.46882 | 0.052154 | 8.7373 | 1.5936 | 0.26139 | 0.3628 | 0.14173 | 0.30016 | 0.078602 | 0.12886 | 0.47125 | 0.22566 | 2.3649 | 2.0694 | 0.097226 | 1.6743 | 0.50364 | 0.010346 | 0.54708 | 0.58049 | 0.091176 | 0.075858 | 14.7518 | 7.7492 | 12.1971
513 | 51564.6971 | 0.87557 | 0.87107 | 1.1049 | 1.246 | 10.2236 | 3.9838 | 2.0219 | 0.56815 | 0.25833 | 0.069598 | 7.3434 | 0.66679 | 0.42673 | 0.3786 | 0.15427 | 0.36937 | 0.070383 | 0.12766 | 0.39203 | 0.22645 | 2.0066 | 2.1487 | 0.081363 | 2.1223 | 0.41205 | 0.012259 | 0.68579 | 0.4726 | 0.10589 | 0.079741 | 11.5328 | 6.05 | 11.8688
514 | 51913.9611 | 0.81668 | 0.85625 | 1.1312 | 1.4096 | 8.6022 | 2.9961 | 3.4182 | 1.2274 | 0.93329 | 0.03306 | 9.1505 | 2.1744 | 0.37712 | 0.31222 | 0.1326 | 0.3282 | 0.070102 | 0.14528 | 0.39928 | 0.22547 | 2.6939 | 2.1798 | 0.075364 | 2.0428 | 0.45801 | 0.012234 | 0.67334 | 0.43471 | 0.10309 | 0.073376 | 9.3179 | 8.5082 | 10.2044
515 | 46217.1066 | 0.906 | 0.98331 | 1.3195 | 1.223 | 15.1046 | 3.607 | 0.78746 | 0.61224 | 0.99547 | 0.06848 | 8.8661 | 2.324 | 0.33078 | 0.40405 | 0.13851 | 0.28297 | 0.091649 | 0.13308 | 0.43955 | 0.19923 | 2.6293 | 2.2426 | 0.089436 | 1.7638 | 0.39852 | 0.014702 | 0.56994 | 0.53157 | 0.142 | 0.070314 | 8.1291 | 8.3191 | 10.4179
516 | 51377.5829 | 0.99821 | 0.93423 | 1.1278 | 1.7826 | 10.3721 | 3.6101 | 3.4261 | 1.2553 | 1.0884 | 0.023603 | 7.3319 | 2.4539 | 0.35115 | 0.36199 | 0.13811 | 0.33151 | 0.070023 | 0.16119 | 0.42164 | 0.23471 | 2.0488 | 2.042 | 0.093759 | 2.0957 | 0.41492 | 0.011699 | 0.61921 | 0.51248 | 0.11946 | 0.062717 | 11.9742 | 7.7836 | 9.5251
517 | 45222.6268 | 0.91196 | 0.96791 | 1.2353 | 1.7047 | 16.592 | 3.7575 | 3.315 | 0.72847 | 1.1596 | 0.041845 | 7.9421 | 3.2516 | 0.14759 | 0.27422 | 0.1328 | 0.35167 | 0.095155 | 0.11704 | 0.50201 | 0.19846 | 2.5471 | 2.2781 | 0.095764 | 2.0516 | 0.43647 | 0.013006 | 0.66795 | 0.5399 | 0.12251 | 0.071182 | 6.0667 | 8.1979 | 13.9277
518 | 49402.3106 | 0.82416 | 0.75517 | 1.365 | 1.1817 | 15.2679 | 2.3583 | 3.198 | 1.9565 | 0.55874 | 0.044924 | 8.6759 | 3.4442 | 0.29522 | 0.30368 | 0.13578 | 0.38288 | 0.072438 | 0.12982 | 0.39466 | 0.16043 | 2.7568 | 1.8474 | 0.091941 | 1.9697 | 0.41937 | 0.013822 | 0.54177 | 0.4144 | 0.11679 | 0.076184 | 10.3172 | 9.4636 | 15.6028
519 | 36120.5484 | 0.79792 | 0.95724 | 1.341 | 1.8529 | 9.9463 | 2.0328 | 3.2421 | 1.4522 | 0.95381 | 0.056663 | 6.3685 | 0.58234 | 0.27339 | 0.37549 | 0.1468 | 0.35706 | 0.085613 | 0.14839 | 0.47776 | 0.1855 | 2.6061 | 2.1154 | 0.086871 | 2.2605 | 0.45544 | 0.010923 | 0.56605 | 0.43148 | 0.14889 | 0.068401 | 9.7838 | 9.3731 | 13.3909
520 | 43436.0986 | 0.80199 | 0.76679 | 1.3619 | 1.2946 | 12.0077 | 2.4038 | 3.7087 | 0.5393 | 0.57594 | 0.023361 | 8.3596 | 1.1526 | 0.2248 | 0.27851 | 0.12688 | 0.3193 | 0.084552 | 0.14882 | 0.48589 | 0.2097 | 1.9511 | 1.9863 | 0.089357 | 2.02 | 0.39016 | 0.012477 | 0.53116 | 0.49296 | 0.13511 | 0.074161 | 6.1131 | 8.9829 | 14.4718
521 | 46297.4985 | 0.76003 | 0.72995 | 1.1061 | 1.3643 | 16.1519 | 2.3368 | 3.5549 | 0.73424 | 0.6735 | 0.079675 | 9.0981 | 1.5201 | 0.26032 | 0.33077 | 0.10646 | 0.32728 | 0.077867 | 0.16329 | 0.4311 | 0.19533 | 2.3957 | 1.9119 | 0.076768 | 1.9055 | 0.41865 | 0.01413 | 0.62865 | 0.4029 | 0.12249 | 0.073771 | 8.4375 | 6.9412 | 15.9536
522 | 38208.4757 | 0.77346 | 0.80965 | 0.97361 | 1.767 | 9.6629 | 2.5028 | 3.6872 | 1.6597 | 0.47785 | 0.058048 | 9.5953 | 0.65611 | 0.26434 | 0.39287 | 0.13105 | 0.28448 | 0.076647 | 0.11988 | 0.3928 | 0.21364 | 1.8917 | 2.3947 | 0.077022 | 1.743 | 0.53505 | 0.013443 | 0.50725 | 0.5405 | 0.12365 | 0.071086 | 11.3896 | 9.5633 | 13.1234
523 | 43055.2453 | 0.92758 | 0.84981 | 1.2316 | 1.811 | 14.6839 | 3.2348 | 1.3586 | 1.1808 | 0.46757 | 0.024254 | 7.7215 | 3.0542 | 0.1623 | 0.28316 | 0.12669 | 0.38377 | 0.079705 | 0.1252 | 0.48929 | 0.20277 | 2.3104 | 2.3985 | 0.1077 | 1.425 | 0.44536 | 0.013845 | 0.56811 | 0.47116 | 0.10543 | 0.068629 | 12.1033 | 8.1701 | 14.7452
524 | 37943.8762 | 0.82571 | 0.77052 | 1.0443 | 1.6691 | 11.8734 | 2.4231 | 1.2793 | 0.57741 | 0.55265 | 0.02997 | 8.4632 | 3.5929 | 0.32645 | 0.27446 | 0.1341 | 0.39531 | 0.085316 | 0.12804 | 0.50336 | 0.18333 | 1.9899 | 2.2597 | 0.10715 | 1.9307 | 0.42547 | 0.012297 | 0.48905 | 0.43954 | 0.10971 | 0.065135 | 6.0192 | 6.2261 | 12.2767
525 | 50369.089 | 0.90697 | 0.7435 | 1.3922 | 1.8035 | 14.2209 | 2.1282 | 2.0648 | 0.9531 | 0.72776 | 0.045774 | 7.4464 | 2.6008 | 0.11474 | 0.30087 | 0.14266 | 0.297 | 0.089696 | 0.14323 | 0.44058 | 0.20775 | 2.0396 | 2.3407 | 0.083925 | 1.5854 | 0.52672 | 0.014399 | 0.54284 | 0.41572 | 0.10466 | 0.066459 | 7.4856 | 9.4287 | 12.5665
526 | 37409.2873 | 0.91334 | 0.96601 | 1.4861 | 1.331 | 11.1043 | 0.88529 | 1.7695 | 0.50586 | 0.2488 | 0.070856 | 9.3436 | 1.1624 | 0.19185 | 0.31862 | 0.14892 | 0.28458 | 0.070856 | 0.13678 | 0.36227 | 0.1906 | 2.2459 | 2.1507 | 0.099712 | 1.6946 | 0.42408 | 0.01005 | 0.56252 | 0.45512 | 0.10601 | 0.0683 | 6.2394 | 6.6726 | 13.1991
527 | 47617.3028 | 0.7512 | 0.89587 | 1.5178 | 1.3814 | 11.6767 | 3.0657 | 3.6106 | 0.40899 | 0.63136 | 0.046378 | 7.2822 | 1.0319 | 0.39022 | 0.391 | 0.15149 | 0.32009 | 0.084137 | 0.11443 | 0.43917 | 0.19027 | 2.1244 | 1.8755 | 0.091962 | 1.7491 | 0.41829 | 0.014547 | 0.54254 | 0.53745 | 0.13851 | 0.069987 | 10.6783 | 7.505 | 11.7473
528 | 37282.8526 | 0.91273 | 0.81013 | 1.1709 | 1.2742 | 13.5114 | 2.6257 | 2.8064 | 1.24 | 0.45221 | 0.039733 | 8.8108 | 1.1171 | 0.13301 | 0.35884 | 0.11602 | 0.39104 | 0.08567 | 0.13119 | 0.52674 | 0.19488 | 2.4834 | 2.2791 | 0.09187 | 2.145 | 0.48559 | 0.011763 | 0.58691 | 0.44826 | 0.13469 | 0.062214 | 11.2534 | 7.7944 | 11.5379
529 | 42002.8229 | 0.78076 | 0.80378 | 1.353 | 1.5559 | 15.2055 | 2.5666 | 2.1827 | 1.1627 | 0.87783 | 0.033193 | 8.686 | 2.1504 | 0.36462 | 0.37594 | 0.14728 | 0.30969 | 0.07475 | 0.13535 | 0.50409 | 0.22081 | 2.4432 | 2.1923 | 0.076468 | 2.0635 | 0.38094 | 0.011536 | 0.53426 | 0.49065 | 0.13439 | 0.069462 | 7.7318 | 8.8038 | 11.6175
530 | 50557.2776 | 0.78868 | 0.7841 | 1.5514 | 1.7912 | 11.1941 | 3.4465 | 2.9188 | 1.3133 | 0.28133 | 0.033967 | 9.3718 | 2.8061 | 0.384 | 0.3126 | 0.16264 | 0.33022 | 0.070286 | 0.13033 | 0.51264 | 0.19183 | 2.2668 | 2.4946 | 0.082086 | 1.9607 | 0.53136 | 0.013339 | 0.63061 | 0.55211 | 0.11372 | 0.067252 | 12.7121 | 7.2861 | 11.8528
531 | 51593.7672 | 0.78416 | 0.91815 | 1.0107 | 1.6606 | 14.0301 | 4.3793 | 1.5482 | 1.4059 | 0.23785 | 0.027003 | 8.3921 | 2.5733 | 0.20442 | 0.40252 | 0.13316 | 0.40101 | 0.080035 | 0.1557 | 0.38531 | 0.20521 | 2.3192 | 2.4565 | 0.096999 | 1.8259 | 0.42575 | 0.01141 | 0.59535 | 0.47579 | 0.12104 | 0.066302 | 9.1635 | 8.6369 | 8.2664
532 | 47310.6179 | 0.94151 | 0.97245 | 0.9701 | 1.3316 | 8.9474 | 4.2806 | 2.0325 | 1.8779 | 0.3979 | 0.050567 | 9.4674 | 1.402 | 0.14872 | 0.35832 | 0.14786 | 0.35584 | 0.085579 | 0.12679 | 0.46546 | 0.19811 | 1.7177 | 2.1119 | 0.094363 | 1.717 | 0.46396 | 0.014357 | 0.67355 | 0.40171 | 0.11299 | 0.068859 | 14.0791 | 9.9137 | 14.1156
533 | 46558.6162 | 0.81036 | 0.77955 | 1.0079 | 1.6338 | 7.638 | 4.1214 | 2.4534 | 1.2346 | 1.1644 | 0.066063 | 9.8443 | 0.68076 | 0.42808 | 0.2795 | 0.16036 | 0.33245 | 0.081996 | 0.11667 | 0.41034 | 0.2419 | 2.2365 | 2.4256 | 0.088352 | 1.9776 | 0.49293 | 0.012811 | 0.57453 | 0.49019 | 0.14075 | 0.072768 | 11.6401 | 7.4228 | 14.4118
534 | 43100.7485 | 0.89006 | 0.84523 | 1.3447 | 1.6259 | 10.7952 | 2.58 | 3.254 | 0.55705 | 0.63191 | 0.040895 | 7.9873 | 1.555 | 0.39924 | 0.34281 | 0.15055 | 0.33884 | 0.096181 | 0.1361 | 0.39622 | 0.20997 | 2.0874 | 2.5981 | 0.091825 | 1.7965 | 0.3689 | 0.01297 | 0.51496 | 0.52534 | 0.1228 | 0.063922 | 8.6964 | 6.5421 | 12.3547
535 | 48410.8602 | 0.75942 | 0.88095 | 1.5172 | 1.5017 | 10.8596 | 2.8595 | 3.1423 | 0.93374 | 0.57039 | 0.034452 | 9.9441 | 3.7458 | 0.4219 | 0.37005 | 0.13488 | 0.36649 | 0.07851 | 0.118 | 0.51404 | 0.20917 | 2.5815 | 2.2039 | 0.10349 | 2.1675 | 0.42077 | 0.012217 | 0.55694 | 0.50936 | 0.11817 | 0.081149 | 8.6791 | 9.1735 | 10.6157
536 | 45913.3798 | 0.79404 | 0.80993 | 1.5045 | 1.4608 | 12.3846 | 4.4811 | 2.784 | 0.63358 | 0.45286 | 0.028855 | 8.109 | 2.5759 | 0.13992 | 0.33972 | 0.16617 | 0.3453 | 0.082446 | 0.1305 | 0.44255 | 0.22355 | 1.7379 | 2.0678 | 0.099409 | 2.1416 | 0.45931 | 0.013035 | 0.55948 | 0.51011 | 0.13633 | 0.072049 | 9.871 | 8.7162 | 9.5601
537 | 40427.4918 | 0.79865 | 0.84572 | 1.4224 | 1.3041 | 13.4366 | 3.0888 | 1.6399 | 1.2948 | 0.42725 | 0.043914 | 9.5845 | 1.2205 | 0.2305 | 0.3279 | 0.15083 | 0.36432 | 0.07421 | 0.11708 | 0.44335 | 0.20287 | 2.1603 | 2.2295 | 0.096955 | 1.8275 | 0.42596 | 0.013854 | 0.57643 | 0.48245 | 0.12696 | 0.072518 | 5.2061 | 8.6895 | 13.2058
538 | 53066.6636 | 0.97594 | 0.79231 | 1.0174 | 1.4535 | 12.7693 | 1.9731 | 2.4115 | 1.5146 | 0.17865 | 0.042325 | 9.1407 | 1.099 | 0.42982 | 0.30579 | 0.12306 | 0.34306 | 0.067089 | 0.11915 | 0.48983 | 0.19234 | 2.4464 | 2.3772 | 0.096198 | 1.9035 | 0.37416 | 0.011917 | 0.63524 | 0.52372 | 0.11434 | 0.074724 | 10.1971 | 9.343 | 12.1222
539 | 45974.0437 | 0.83807 | 0.75305 | 1.3389 | 1.8411 | 15.4034 | 5.2996 | 1.8547 | 0.84958 | 1.1195 | 0.020284 | 8.0813 | 1.0214 | 0.3567 | 0.39938 | 0.14477 | 0.3209 | 0.070174 | 0.14632 | 0.35157 | 0.18206 | 2.0069 | 2.3233 | 0.084089 | 1.6299 | 0.37673 | 0.010947 | 0.57162 | 0.45024 | 0.12633 | 0.077647 | 8.5366 | 9.1294 | 15.3136
540 | 38244.5531 | 0.86788 | 0.92384 | 0.97305 | 1.16 | 14.4067 | 3.406 | 3.3414 | 0.84193 | 0.37428 | 0.039884 | 6.9348 | 2.8982 | 0.24303 | 0.33096 | 0.14961 | 0.39884 | 0.075058 | 0.12396 | 0.3571 | 0.19177 | 2.5116 | 2.2859 | 0.089104 | 1.7935 | 0.42764 | 0.011048 | 0.57439 | 0.43557 | 0.13482 | 0.0776 | 11.5764 | 8.4092 | 11.3644
541 | 46461.9868 | 0.79195 | 0.8922 | 1.4258 | 1.1394 | 11.7075 | 2.3758 | 2.3924 | 0.83962 | 0.4887 | 0.0322 | 8.4155 | 3.3453 | 0.38567 | 0.31124 | 0.15389 | 0.30931 | 0.078881 | 0.13098 | 0.46633 | 0.19679 | 2.3385 | 1.8449 | 0.085443 | 1.9485 | 0.4042 | 0.013309 | 0.51696 | 0.53789 | 0.12659 | 0.082457 | 7.4097 | 7.7905 | 13.0218
542 | 42932.8572 | 0.96587 | 0.9491 | 1.1322 | 1.5377 | 10.9244 | 3.8115 | 1.0245 | 1.4446 | 1.1961 | 0.04361 | 7.7321 | 2.2741 | 0.23035 | 0.36552 | 0.11386 | 0.28578 | 0.076441 | 0.13301 | 0.48092 | 0.17865 | 1.9323 | 2.4247 | 0.082172 | 1.9064 | 0.39894 | 0.013491 | 0.51377 | 0.48689 | 0.12833 | 0.06539 | 12.4305 | 9.741 | 12.1034
543 | 56088.8299 | 0.99642 | 0.72241 | 0.99626 | 1.6075 | 10.5444 | 3.9626 | 3.8422 | 1.1922 | 1.0186 | 0.063032 | 6.9874 | 3.4549 | 0.37683 | 0.35449 | 0.14997 | 0.37036 | 0.084742 | 0.13689 | 0.40452 | 0.2081 | 2.3831 | 2.2292 | 0.087123 | 1.98 | 0.41151 | 0.013143 | 0.47329 | 0.41611 | 0.12347 | 0.073278 | 10.4915 | 8.7006 | 8.06
544 | 47074.9907 | 0.97409 | 0.95219 | 1.3552 | 1.6892 | 14.5726 | 2.3671 | 2.6967 | 0.41739 | 0.93022 | 0.042441 | 8.8488 | 0.55488 | 0.38921 | 0.38597 | 0.15199 | 0.33097 | 0.091621 | 0.12172 | 0.45413 | 0.22744 | 2.4822 | 2.3626 | 0.089519 | 1.9406 | 0.44381 | 0.011597 | 0.5501 | 0.40645 | 0.11774 | 0.081453 | 10.5641 | 9.7614 | 12.1678
545 | 50279.7848 | 0.77556 | 0.98624 | 1.3971 | 1.4787 | 6.4036 | 3.7475 | 2.7669 | 1.4729 | 1.0797 | 0.041059 | 7.0327 | 1.1924 | 0.37461 | 0.35283 | 0.1396 | 0.39172 | 0.076409 | 0.13167 | 0.42367 | 0.21875 | 2.194 | 2.3994 | 0.083548 | 1.919 | 0.51724 | 0.013079 | 0.56164 | 0.52844 | 0.10716 | 0.071279 | 9.4307 | 8.4796 | 10.9601
546 | 51128.464 | 0.99603 | 0.81297 | 1.2785 | 1.3399 | 11.1146 | 2.3423 | 3.2769 | 1.5829 | 0.80602 | 0.066091 | 6.5632 | 2.0704 | 0.14705 | 0.27106 | 0.15276 | 0.28933 | 0.072211 | 0.12377 | 0.53133 | 0.19392 | 2.268 | 2.3569 | 0.10972 | 1.5745 | 0.4992 | 0.011928 | 0.56382 | 0.51306 | 0.11831 | 0.065228 | 13.0614 | 9.8774 | 9.3669
547 | 41582.9731 | 0.80621 | 0.7765 | 1.0953 | 1.5361 | 13.7535 | 4.8842 | 2.3441 | 0.45592 | 0.27584 | 0.078739 | 7.9158 | 1.3681 | 0.16091 | 0.36343 | 0.1283 | 0.35665 | 0.074533 | 0.13478 | 0.39413 | 0.20221 | 2.3303 | 2.5137 | 0.078546 | 1.9791 | 0.42067 | 0.011546 | 0.57683 | 0.49998 | 0.11825 | 0.06134 | 13.2557 | 7.5848 | 11.6584
548 | 51517.9139 | 0.77816 | 0.89158 | 1.1066 | 1.3199 | 8.3862 | 2.6466 | 2.8654 | 1.1945 | 1.0144 | 0.049345 | 6.6747 | 3.0248 | 0.21234 | 0.28245 | 0.14844 | 0.34402 | 0.092468 | 0.12853 | 0.52717 | 0.17597 | 2.1928 | 2.1413 | 0.10688 | 2.0448 | 0.44571 | 0.015157 | 0.47154 | 0.43376 | 0.12896 | 0.071058 | 11.1755 | 8.4419 | 15.2993
549 | 47298.9767 | 0.92844 | 0.93487 | 1.4232 | 1.1342 | 9.985 | 1.4638 | 2.5832 | 0.82143 | 0.508 | 0.055713 | 6.3967 | 3.1922 | 0.18047 | 0.36867 | 0.13248 | 0.3825 | 0.075704 | 0.11322 | 0.41116 | 0.19565 | 2.5542 | 2.3389 | 0.093814 | 1.8765 | 0.34659 | 0.011724 | 0.60767 | 0.52701 | 0.10678 | 0.074655 | 9.7871 | 8.636 | 11.6953
550 | 41977.8384 | 0.80349 | 0.81611 | 1.1202 | 1.8487 | 9.8546 | 1.2099 | 2.2072 | 1.1104 | 0.9751 | 0.07926 | 8.2235 | 2.1266 | 0.30752 | 0.38471 | 0.14135 | 0.28849 | 0.070712 | 0.12237 | 0.41736 | 0.22119 | 2.024 | 2.5232 | 0.077598 | 1.8995 | 0.46895 | 0.014181 | 0.61348 | 0.48125 | 0.12757 | 0.081344 | 12.8885 | 9.5311 | 15.5676
551 | 56451.5697 | 0.77943 | 0.71667 | 1.3097 | 1.6761 | 6.2953 | 2.0114 | 1.3254 | 1.0776 | 0.76684 | 0.078629 | 7.4961 | 1.3147 | 0.17466 | 0.38666 | 0.17192 | 0.3242 | 0.082013 | 0.15145 | 0.47305 | 0.20092 | 2.311 | 2.4185 | 0.10191 | 1.8135 | 0.39102 | 0.014644 | 0.54197 | 0.53511 | 0.14026 | 0.071759 | 9.0521 | 6.3909 | 15.406
552 | 47189.7554 | 0.75508 | 0.85905 | 1.1674 | 1.5238 | 7.9336 | 3.7113 | 2.2666 | 1.3071 | 0.3058 | 0.059798 | 9.3017 | 1.3939 | 0.38096 | 0.32648 | 0.15041 | 0.33129 | 0.082132 | 0.11791 | 0.42756 | 0.19439 | 2.6727 | 2.2308 | 0.077742 | 1.8203 | 0.44115 | 0.014484 | 0.49225 | 0.50911 | 0.13153 | 0.060071 | 6.7515 | 8.3222 | 9.1946
553 | 47911.7697 | 0.98446 | 0.91446 | 1.5382 | 1.4592 | 14.9214 | 2.0008 | 2.8005 | 1.5536 | 0.34252 | 0.070564 | 6.7446 | 2.1408 | 0.12184 | 0.37657 | 0.1699 | 0.2975 | 0.089966 | 0.13115 | 0.5058 | 0.19214 | 2.1028 | 1.8692 | 0.086652 | 1.8735 | 0.44357 | 0.012453 | 0.48489 | 0.49827 | 0.11784 | 0.082202 | 10.7843 | 9.9461 | 9.3916
554 | 50447.6399 | 0.87439 | 0.98062 | 1.4345 | 1.2517 | 11.2607 | 3.4026 | 0.71931 | 0.90784 | 0.46397 | 0.077088 | 6.1021 | 2.6173 | 0.40628 | 0.40267 | 0.1664 | 0.39928 | 0.087594 | 0.13267 | 0.4677 | 0.20674 | 1.8458 | 2.1419 | 0.092328 | 1.9168 | 0.39692 | 0.012529 | 0.4822 | 0.51716 | 0.1411 | 0.062799 | 11.5893 | 7.1204 | 14.6899
555 | 43522.5469 | 0.8014 | 0.87716 | 1.0149 | 1.1626 | 14.1356 | 4.1515 | 0.64253 | 1.736 | 0.4718 | 0.034199 | 9.3364 | 3.8279 | 0.27995 | 0.39866 | 0.12511 | 0.29549 | 0.073946 | 0.15331 | 0.48425 | 0.18203 | 1.8571 | 2.0567 | 0.10612 | 1.7333 | 0.38575 | 0.010986 | 0.44955 | 0.40778 | 0.12134 | 0.081273 | 9.7443 | 8.2357 | 13.5297
556 | 42906.7448 | 0.85204 | 0.84276 | 1.1159 | 1.4767 | 9.7328 | 3.0357 | 2.313 | 0.68186 | 0.77048 | 0.037329 | 9.8252 | 2.8549 | 0.18673 | 0.37049 | 0.11968 | 0.40067 | 0.075433 | 0.14141 | 0.4165 | 0.21695 | 1.805 | 1.8927 | 0.087976 | 1.5587 | 0.40712 | 0.014917 | 0.58701 | 0.49563 | 0.12442 | 0.068584 | 10.6912 | 8.0679 | 8.1748
557 | 36273.9485 | 0.82813 | 0.89488 | 1.2535 | 1.3216 | 10.9352 | 4.8099 | 0.89423 | 1.6833 | 0.081169 | 0.044424 | 7.1481 | 3.5419 | 0.41302 | 0.3625 | 0.14986 | 0.32574 | 0.063317 | 0.13733 | 0.49726 | 0.20571 | 1.8749 | 2.2467 | 0.07307 | 1.9948 | 0.51336 | 0.01119 | 0.63611 | 0.43493 | 0.12455 | 0.08107 | 6.7783 | 6.4557 | 12.1905
558 | 52206.0229 | 0.9859 | 0.79509 | 1.448 | 1.5898 | 8.4885 | 2.3339 | 3.4742 | 0.71009 | 0.57428 | 0.032128 | 7.2663 | 3.0156 | 0.32431 | 0.3161 | 0.11587 | 0.26356 | 0.096665 | 0.11364 | 0.41215 | 0.16081 | 2.5246 | 2.2327 | 0.084286 | 2.017 | 0.50237 | 0.011487 | 0.54626 | 0.5227 | 0.13214 | 0.06931 | 7.4957 | 6.234 | 8.9345
559 | 42178.6191 | 0.97532 | 0.72508 | 1.4994 | 1.725 | 12.3335 | 1.8939 | 1.1398 | 1.1716 | 0.2057 | 0.022352 | 9.8055 | 1.8412 | 0.17171 | 0.29654 | 0.13389 | 0.39039 | 0.073471 | 0.1239 | 0.44941 | 0.17462 | 2.215 | 2.3039 | 0.089077 | 1.918 | 0.4574 | 0.013311 | 0.52874 | 0.53278 | 0.10798 | 0.067031 | 12.6692 | 8.5785 | 15.2583
560 | 53851.3284 | 0.83651 | 0.96524 | 0.98649 | 1.1929 | 10.2424 | 3.3201 | 3.2707 | 1.6042 | 0.83541 | 0.079353 | 8.4942 | 2.5945 | 0.43136 | 0.38452 | 0.13604 | 0.30399 | 0.078054 | 0.10595 | 0.43139 | 0.19748 | 2.2091 | 2.2738 | 0.10014 | 1.8897 | 0.50838 | 0.015522 | 0.60163 | 0.3794 | 0.10827 | 0.06996 | 7.895 | 9.2272 | 9.0651
561 | 49918.8892 | 0.95413 | 0.74889 | 1.3029 | 1.5585 | 8.9911 | 2.4061 | 2.4981 | 0.92126 | 0.70987 | 0.045902 | 9.7625 | 2.4024 | 0.21104 | 0.33795 | 0.14805 | 0.33661 | 0.078025 | 0.11389 | 0.46137 | 0.17022 | 2.4804 | 2.1094 | 0.072406 | 1.5216 | 0.44451 | 0.010503 | 0.58632 | 0.49558 | 0.11071 | 0.061121 | 9.8751 | 6.7536 | 12.4584
562 | 34973.2474 | 0.93551 | 0.88456 | 1.1493 | 1.6767 | 10.3768 | 1.8149 | 2.5235 | 1.7303 | 0.71503 | 0.07356 | 9.2841 | 1.5452 | 0.18871 | 0.34585 | 0.16429 | 0.38437 | 0.083935 | 0.14333 | 0.52563 | 0.16573 | 2.185 | 2.5405 | 0.084237 | 1.5202 | 0.48915 | 0.010549 | 0.57828 | 0.40177 | 0.10266 | 0.076655 | 9.448 | 9.159 | 15.7538
563 | 40574.4501 | 0.98332 | 0.74943 | 1.138 | 1.6557 | 11.6945 | 2.9214 | 1.2893 | 1.3706 | 0.80543 | 0.058728 | 6.5704 | 1.7367 | 0.11629 | 0.3041 | 0.13113 | 0.34451 | 0.081316 | 0.12541 | 0.45036 | 0.22725 | 2.2967 | 2.5592 | 0.088602 | 1.5354 | 0.42484 | 0.014054 | 0.65641 | 0.49401 | 0.11893 | 0.079654 | 11.8061 | 8.7632 | 9.7452
564 | 42198.3486 | 0.89555 | 0.85196 | 1.0179 | 1.8223 | 14.6346 | 2.9727 | 3.6893 | 1.5925 | 0.27772 | 0.046669 | 7.5097 | 2.7268 | 0.3548 | 0.34181 | 0.1394 | 0.33824 | 0.079271 | 0.14666 | 0.47566 | 0.19353 | 2.0848 | 1.9423 | 0.099298 | 1.8615 | 0.48237 | 0.015166 | 0.64323 | 0.41829 | 0.11926 | 0.060041 | 11.0064 | 7.0709 | 15.2676
565 | 51222.2477 | 0.97603 | 0.95062 | 1.5595 | 1.4814 | 13.796 | 1.5531 | 3.4566 | 0.71698 | 0.56307 | 0.032058 | 8.2091 | 2.0521 | 0.19995 | 0.34619 | 0.11176 | 0.35959 | 0.06321 | 0.14723 | 0.47188 | 0.20503 | 2.0457 | 2.2508 | 0.083383 | 1.94 | 0.39298 | 0.013042 | 0.62703 | 0.57235 | 0.11336 | 0.06937 | 7.0318 | 9.5417 | 12.9535
566 | 48252.1063 | 0.75837 | 0.99239 | 1.0239 | 1.2248 | 10.2793 | 2.0264 | 0.65703 | 0.54342 | 0.46194 | 0.033081 | 8.5001 | 1.9821 | 0.40984 | 0.27037 | 0.1274 | 0.34025 | 0.079059 | 0.13558 | 0.54601 | 0.19963 | 2.273 | 1.8738 | 0.097546 | 1.6002 | 0.36001 | 0.01414 | 0.56285 | 0.46788 | 0.1147 | 0.077039 | 10.6716 | 6.2996 | 8.4763
567 | 45000.9608 | 0.90897 | 0.82628 | 1.4691 | 1.5487 | 13.4082 | 2.3237 | 1.8264 | 0.5628 | 1.1724 | 0.057157 | 8.531 | 1.0871 | 0.31362 | 0.3949 | 0.16565 | 0.34325 | 0.075779 | 0.12117 | 0.42667 | 0.19658 | 2.1516 | 2.3085 | 0.079897 | 1.5831 | 0.50494 | 0.010903 | 0.60488 | 0.50602 | 0.12801 | 0.058273 | 7.7294 | 6.0754 | 9.9907
568 | 46582.7793 | 0.95525 | 0.76732 | 0.96831 | 1.2669 | 12.4299 | 2.9123 | 2.7722 | 1.9287 | 0.2367 | 0.069049 | 8.3786 | 0.80081 | 0.22713 | 0.27937 | 0.13967 | 0.26265 | 0.079776 | 0.15057 | 0.42998 | 0.22523 | 1.9838 | 2.1807 | 0.089192 | 1.5474 | 0.35888 | 0.011844 | 0.52901 | 0.47696 | 0.1009 | 0.067228 | 9.9076 | 6.3101 | 8.0903
569 | 52874.1412 | 0.98163 | 0.8649 | 1.4291 | 1.2992 | 6.4884 | 3.7797 | 0.61594 | 0.83455 | 1.0546 | 0.037261 | 7.1193 | 2.5916 | 0.27654 | 0.32506 | 0.12648 | 0.29106 | 0.080986 | 0.10736 | 0.44071 | 0.20305 | 2.4417 | 2.1854 | 0.074508 | 1.6232 | 0.46007 | 0.013374 | 0.48085 | 0.44071 | 0.11198 | 0.070144 | 11.5174 | 6.2535 | 14.608
570 | 52893.0769 | 0.84807 | 0.74975 | 1.0113 | 1.7019 | 14.2611 | 2.3158 | 1.1478 | 1.3554 | 1.0852 | 0.072074 | 7.417 | 1.4553 | 0.26688 | 0.31767 | 0.12017 | 0.36323 | 0.089633 | 0.1096 | 0.42331 | 0.20437 | 2.5723 | 2.4881 | 0.093978 | 1.7371 | 0.50864 | 0.014108 | 0.56023 | 0.59766 | 0.11507 | 0.066698 | 9.7506 | 9.1004 | 14.1566
571 | 53714.1611 | 0.94304 | 0.99888 | 1.3166 | 1.1655 | 12.6095 | 3.304 | 3.0727 | 1.3514 | 1.0753 | 0.027648 | 6.0488 | 2.5328 | 0.11028 | 0.37951 | 0.16394 | 0.34594 | 0.070578 | 0.13197 | 0.3477 | 0.20786 | 1.9258 | 1.9029 | 0.075015 | 1.4152 | 0.43083 | 0.014444 | 0.46378 | 0.50921 | 0.13724 | 0.067361 | 10.2772 | 9.6356 | 11.2446
572 | 46618.9039 | 0.95957 | 0.97579 | 1.0127 | 1.6007 | 11.8589 | 3.1775 | 2.5498 | 1.9536 | 0.42445 | 0.062473 | 9.1265 | 3.2641 | 0.25675 | 0.32298 | 0.14403 | 0.32998 | 0.08298 | 0.15555 | 0.52148 | 0.21243 | 2.4348 | 2.0769 | 0.096775 | 1.929 | 0.45513 | 0.011179 | 0.48302 | 0.5386 | 0.1401 | 0.076363 | 12.6947 | 6.3667 | 9.7225
573 | 42418.9653 | 0.93624 | 0.7603 | 1.0587 | 1.573 | 13.6176 | 2.2697 | 1.8931 | 1.8589 | 0.14342 | 0.042303 | 9.2989 | 0.77707 | 0.13621 | 0.2713 | 0.12709 | 0.41182 | 0.077623 | 0.1263 | 0.42309 | 0.1986 | 1.8714 | 2.4023 | 0.10085 | 1.9996 | 0.33784 | 0.013568 | 0.5922 | 0.60081 | 0.11517 | 0.080138 | 7.5707 | 6.8783 | 13.5692
574 | 49566.1419 | 0.7773 | 0.81765 | 1.5458 | 1.434 | 5.7813 | 2.4145 | 1.3831 | 0.43115 | 1.0807 | 0.027606 | 8.2743 | 0.89616 | 0.21929 | 0.39644 | 0.14374 | 0.35849 | 0.066945 | 0.11965 | 0.44088 | 0.20489 | 2.5098 | 2.2244 | 0.084385 | 1.8344 | 0.43166 | 0.014327 | 0.52565 | 0.55589 | 0.11961 | 0.055361 | 7.0606 | 7.9888 | 10.0709
575 | 43798.6835 | 0.87537 | 0.90802 | 1.3685 | 1.4447 | 11.276 | 2.0802 | 2.2501 | 0.74066 | 0.96253 | 0.070617 | 9.9888 | 3.3596 | 0.26564 | 0.33729 | 0.14815 | 0.37988 | 0.084793 | 0.12114 | 0.46264 | 0.17833 | 1.8069 | 2.2806 | 0.10045 | 1.8808 | 0.42181 | 0.011195 | 0.54097 | 0.48269 | 0.13313 | 0.06436 | 13.072 | 7.9663 | 13.9684
576 | 47383.4167 | 0.89511 | 0.75589 | 0.96946 | 1.6366 | 12.0975 | 4.1699 | 3.8823 | 0.45984 | 0.080611 | 0.060657 | 6.1755 | 0.90442 | 0.1366 | 0.28895 | 0.15173 | 0.30339 | 0.080164 | 0.13069 | 0.51318 | 0.20346 | 2.1492 | 2.2634 | 0.091223 | 1.7451 | 0.46961 | 0.011799 | 0.60258 | 0.44153 | 0.1271 | 0.06573 | 9.9842 | 7.5729 | 11.9166
577 | 44079.909 | 0.76243 | 0.72135 | 1.262 | 1.5702 | 7.892 | 2.4571 | 2.5809 | 0.67081 | 0.41593 | 0.056991 | 8.29 | 0.78076 | 0.39638 | 0.29714 | 0.15663 | 0.29365 | 0.07225 | 0.11649 | 0.49457 | 0.22889 | 2.2873 | 2.0686 | 0.1047 | 1.9462 | 0.42049 | 0.011035 | 0.64229 | 0.48741 | 0.12435 | 0.06797 | 11.9582 | 8.0575 | 14.2368
578 | 45628.1793 | 0.88342 | 0.72385 | 1.4238 | 1.3448 | 12.3548 | 2.6532 | 3.9906 | 1.9793 | 0.68231 | 0.049895 | 9.034 | 0.75628 | 0.16748 | 0.311 | 0.12005 | 0.38291 | 0.071011 | 0.15549 | 0.55534 | 0.17698 | 2.4316 | 2.4205 | 0.089221 | 2.0703 | 0.36264 | 0.011957 | 0.59682 | 0.47502 | 0.12471 | 0.081919 | 12.1499 | 8.1045 | 14.0256
579 | 43107.5454 | 0.89178 | 0.95776 | 1.3535 | 1.1784 | 8.7272 | 1.8253 | 2.2419 | 0.81192 | 1.1145 | 0.077582 | 7.7072 | 3.6687 | 0.22305 | 0.3141 | 0.14933 | 0.31209 | 0.0952 | 0.14691 | 0.42292 | 0.21014 | 2.3662 | 2.0147 | 0.087056 | 1.8976 | 0.45255 | 0.013521 | 0.50301 | 0.48591 | 0.14032 | 0.066881 | 11.268 | 7.5781 | 9.8126
580 | 45714.8927 | 0.76968 | 0.80598 | 1.4727 | 1.5855 | 10.9148 | 3.6353 | 3.0441 | 1.8791 | 0.25001 | 0.078105 | 7.8168 | 2.9416 | 0.26069 | 0.36995 | 0.13686 | 0.27998 | 0.075887 | 0.13205 | 0.48255 | 0.19414 | 2.0484 | 2.3598 | 0.069018 | 1.8777 | 0.38863 | 0.012459 | 0.618 | 0.45527 | 0.13871 | 0.073009 | 9.1253 | 7.5312 | 8.0286
581 | 53178.6117 | 0.90819 | 0.73359 | 1.304 | 1.7159 | 9.3608 | 2.5486 | 0.95407 | 1.0303 | 0.74348 | 0.051931 | 9.8428 | 2.7541 | 0.31964 | 0.31286 | 0.12265 | 0.31642 | 0.08979 | 0.1275 | 0.48861 | 0.18774 | 2.4256 | 2.4079 | 0.088105 | 1.6598 | 0.38167 | 0.014587 | 0.59729 | 0.48621 | 0.10415 | 0.067281 | 11.8634 | 6.6501 | 10.1797
582 | 47487.3347 | 0.87651 | 0.84801 | 1.0775 | 1.7128 | 10.6532 | 2.9848 | 2.8122 | 1.1689 | 1.0268 | 0.028667 | 9.3873 | 0.70038 | 0.30798 | 0.3186 | 0.13627 | 0.39373 | 0.074934 | 0.1023 | 0.489 | 0.22972 | 2.2111 | 2.1876 | 0.085269 | 1.9967 | 0.44142 | 0.012868 | 0.60582 | 0.48566 | 0.12203 | 0.067463 | 10.7602 | 9.7651 | 9.7411
583 | 37179.8085 | 0.97236 | 0.91428 | 1.2845 | 1.6312 | 6.593 | 2.6647 | 3.5465 | 0.43716 | 0.37614 | 0.071662 | 9.3887 | 2.5026 | 0.35353 | 0.34049 | 0.14125 | 0.35766 | 0.083775 | 0.15997 | 0.39723 | 0.20844 | 2.2517 | 2.2368 | 0.096149 | 1.9956 | 0.4809 | 0.010718 | 0.51922 | 0.46453 | 0.11176 | 0.076567 | 14.1642 | 8.4483 | 15.1028
584 | 43559.0008 | 0.80441 | 0.71815 | 1.1485 | 1.5756 | 8.6945 | 2.5849 | 1.1203 | 0.95456 | 0.68569 | 0.072838 | 7.0556 | 3.6085 | 0.3438 | 0.36464 | 0.14343 | 0.33106 | 0.067382 | 0.13298 | 0.43246 | 0.21613 | 2.0137 | 2.1313 | 0.085615 | 2.0688 | 0.45706 | 0.011902 | 0.55221 | 0.53957 | 0.1075 | 0.062951 | 11.1463 | 8.8699 | 12.6615
585 | 50686.5151 | 0.88888 | 0.84199 | 1.2429 | 1.4036 | 7.1698 | 3.0007 | 1.2058 | 0.79888 | 0.056805 | 0.048121 | 6.5489 | 1.776 | 0.41803 | 0.29176 | 0.14797 | 0.39694 | 0.071985 | 0.11271 | 0.34111 | 0.18166 | 2.1741 | 2.1138 | 0.086352 | 1.8682 | 0.45496 | 0.011595 | 0.52422 | 0.53383 | 0.11972 | 0.068385 | 10.018 | 7.6418 | 11.5944
586 | 50049.1505 | 0.842 | 0.8153 | 1.4253 | 1.3154 | 6.9231 | 1.5629 | 0.62471 | 1.9492 | 0.21976 | 0.026739 | 6.4468 | 3.2499 | 0.30178 | 0.35355 | 0.14206 | 0.39944 | 0.076925 | 0.14654 | 0.48017 | 0.23953 | 2.3979 | 2.4269 | 0.082159 | 1.5136 | 0.50928 | 0.01324 | 0.48831 | 0.49659 | 0.11355 | 0.075671 | 10.0757 | 9.4422 | 13.7157
587 | 38767.7494 | 0.96754 | 0.99002 | 1.3915 | 1.2163 | 13.3928 | 2.5247 | 3.8717 | 0.94291 | 0.71734 | 0.077227 | 6.7164 | 1.8109 | 0.36589 | 0.29575 | 0.15709 | 0.38646 | 0.073426 | 0.13406 | 0.39004 | 0.15697 | 1.9773 | 1.8912 | 0.084765 | 1.7588 | 0.44256 | 0.010993 | 0.44889 | 0.44053 | 0.11358 | 0.060914 | 10.2568 | 9.2608 | 15.8405
588 | 39048.8497 | 0.84643 | 0.8338 | 1.1006 | 1.4955 | 12.528 | 2.555 | 0.92703 | 1.4221 | 0.82504 | 0.068183 | 6.5392 | 1.9088 | 0.22194 | 0.30517 | 0.15979 | 0.36897 | 0.065674 | 0.12751 | 0.40789 | 0.20354 | 2.1509 | 2.5666 | 0.10575 | 1.677 | 0.43948 | 0.014123 | 0.59074 | 0.49622 | 0.14271 | 0.071963 | 10.853 | 9.6862 | 15.8705
589 | 40165.4381 | 0.89222 | 0.83592 | 1.06 | 1.3052 | 7.0225 | 2.2058 | 3.8686 | 0.45703 | 1.0039 | 0.054841 | 7.4609 | 3.6263 | 0.29374 | 0.39095 | 0.15027 | 0.32335 | 0.084696 | 0.11607 | 0.42849 | 0.24039 | 2.2485 | 1.7565 | 0.098443 | 2.0644 | 0.4987 | 0.012631 | 0.67131 | 0.53381 | 0.10973 | 0.072803 | 11.7745 | 7.1816 | 13.8887
590 | 44119.8609 | 0.88282 | 0.93615 | 1.2335 | 1.8573 | 9.0342 | 4.9274 | 3.3096 | 1.3337 | 0.95615 | 0.067583 | 9.8819 | 1.701 | 0.40497 | 0.3369 | 0.15671 | 0.35156 | 0.081524 | 0.1411 | 0.41968 | 0.16301 | 2.5409 | 2.2125 | 0.083133 | 1.7773 | 0.40497 | 0.010614 | 0.52641 | 0.48914 | 0.14125 | 0.061415 | 13.0951 | 7.0573 | 11.9378
591 | 36873.1479 | 0.95163 | 0.78943 | 1.1779 | 1.4898 | 11.4649 | 2.7214 | 0.72932 | 1.1913 | 0.48066 | 0.023862 | 8.6087 | 0.7052 | 0.31355 | 0.31116 | 0.13406 | 0.36625 | 0.082953 | 0.13545 | 0.38252 | 0.2145 | 2.5198 | 1.9899 | 0.10115 | 1.5554 | 0.5258 | 0.013502 | 0.48535 | 0.44346 | 0.10687 | 0.067507 | 12.4915 | 6.3493 | 14.3886
592 | 48826.6277 | 0.90355 | 0.96149 | 1.2279 | 1.1375 | 10.8909 | 2.5334 | 1.3951 | 1.1974 | 1.1844 | 0.050845 | 7.8635 | 2.5483 | 0.13452 | 0.30706 | 0.13688 | 0.36757 | 0.090397 | 0.12454 | 0.35268 | 0.2283 | 2.2291 | 1.8211 | 0.082672 | 1.864 | 0.37805 | 0.012911 | 0.50715 | 0.56242 | 0.13836 | 0.085282 | 10.3902 | 8.3613 | 15.0099
593 | 42629.7791 | 0.80094 | 0.78392 | 1.1882 | 1.8578 | 8.9645 | 2.3646 | 3.1362 | 0.97809 | 0.22691 | 0.072889 | 8.4282 | 1.754 | 0.3434 | 0.38038 | 0.15558 | 0.36726 | 0.083524 | 0.14768 | 0.48182 | 0.21173 | 2.6846 | 2.4018 | 0.099821 | 2.0143 | 0.45339 | 0.014706 | 0.64481 | 0.4667 | 0.12057 | 0.07275 | 9.7194 | 7.9205 | 15.9183
594 | 40626.6987 | 0.77632 | 0.91947 | 1.0195 | 1.539 | 8.3246 | 1.5808 | 3.5116 | 0.58389 | 0.095853 | 0.042976 | 7.8874 | 2.2799 | 0.18577 | 0.29242 | 0.1366 | 0.34258 | 0.086506 | 0.1359 | 0.39129 | 0.20429 | 2.1354 | 2.4769 | 0.085944 | 1.7426 | 0.42809 | 0.012194 | 0.55914 | 0.44099 | 0.11571 | 0.070195 | 9.5713 | 9.7353 | 9.9399
595 | 39880.7588 | 0.7865 | 0.92032 | 1.511 | 1.379 | 12.8635 | 2.5456 | 1.0879 | 1.5903 | 0.45833 | 0.037402 | 8.1651 | 2.9365 | 0.25953 | 0.40287 | 0.12186 | 0.32615 | 0.079126 | 0.12487 | 0.46153 | 0.21065 | 2.2206 | 1.9488 | 0.082338 | 1.6685 | 0.44524 | 0.013023 | 0.61459 | 0.56278 | 0.096995 | 0.084177 | 9.0856 | 8.5067 | 8.66
596 | 42207.7967 | 0.80637 | 0.86648 | 1.5439 | 1.1933 | 14.3773 | 2.3954 | 2.2135 | 1.3914 | 0.066151 | 0.058166 | 7.5667 | 3.2567 | 0.36829 | 0.29409 | 0.14835 | 0.37202 | 0.089436 | 0.16061 | 0.3431 | 0.19297 | 2.6648 | 1.9258 | 0.085242 | 1.8423 | 0.42951 | 0.013918 | 0.4567 | 0.52085 | 0.12096 | 0.060356 | 9.7707 | 9.0216 | 12.2668
597 | 50783.9715 | 0.9007 | 0.98503 | 1.5545 | 1.3767 | 11.6525 | 2.4007 | 1.3763 | 1.5573 | 0.77206 | 0.058475 | 9.0939 | 0.59485 | 0.32007 | 0.38531 | 0.13453 | 0.38575 | 0.076224 | 0.14386 | 0.45297 | 0.20855 | 2.131 | 2.4387 | 0.08375 | 1.8744 | 0.43129 | 0.0125 | 0.53467 | 0.4718 | 0.13091 | 0.076418 | 9.6533 | 9.0867 | 13.8722
598 | 43123.4669 | 0.87238 | 0.98952 | 1.2144 | 1.6124 | 7.6146 | 2.612 | 1.3024 | 1.4352 | 0.8415 | 0.04898 | 6.3036 | 1.7969 | 0.36901 | 0.40207 | 0.14451 | 0.39562 | 0.095088 | 0.12109 | 0.42054 | 0.20511 | 2.7176 | 2.5326 | 0.092465 | 1.7986 | 0.46741 | 0.012426 | 0.62478 | 0.49969 | 0.11415 | 0.074432 | 9.3076 | 8.0368 | 13.7635
599 | 43927.0487 | 0.7679 | 0.71578 | 1.4082 | 1.6326 | 8.7487 | 2.0516 | 1.8891 | 1.1148 | 0.09294 | 0.024272 | 9.4818 | 3.6226 | 0.42445 | 0.40298 | 0.12031 | 0.37319 | 0.067699 | 0.13846 | 0.44929 | 0.18762 | 2.3602 | 2.5716 | 0.079645 | 1.9204 | 0.44392 | 0.012658 | 0.62275 | 0.50815 | 0.12743 | 0.06558 | 9.0678 | 7.9774 | 15.5023
600 | 44684.4977 | 0.97336 | 0.87497 | 1.3723 | 1.8377 | 13.127 | 4.4985 | 2.0167 | 1.3482 | 1.0118 | 0.075125 | 9.2386 | 2.6566 | 0.12083 | 0.3961 | 0.11246 | 0.32954 | 0.07498 | 0.14743 | 0.4919 | 0.16944 | 2.2471 | 2.2896 | 0.10377 | 1.5168 | 0.43865 | 0.015102 | 0.57035 | 0.40035 | 0.11882 | 0.074703 | 9.3871 | 9.7128 | 9.417
601 | 48556.0857 | 0.9483 | 0.98369 | 1.382 | 1.5189 | 15.4321 | 3.2628 | 1.5434 | 0.46285 | 0.9918 | 0.047457 | 7.5694 | 2.7699 | 0.3255 | 0.39847 | 0.14465 | 0.35396 | 0.080028 | 0.13445 | 0.37732 | 0.21069 | 2.3343 | 2.4213 | 0.10483 | 2.2626 | 0.47619 | 0.012059 | 0.50075 | 0.46253 | 0.11861 | 0.061603 | 7.4543 | 8.8468 | 8.9849
602 | 46809.7523 | 0.99495 | 0.77513 | 1.0875 | 1.2596 | 10.8 | 3.2135 | 3.7272 | 0.78375 | 0.35854 | 0.039935 | 7.7429 | 2.1229 | 0.1279 | 0.29605 | 0.17246 | 0.32565 | 0.074138 | 0.14376 | 0.46737 | 0.22387 | 2.1058 | 2.0549 | 0.10173 | 1.8466 | 0.47183 | 0.014112 | 0.49265 | 0.50647 | 0.13512 | 0.06067 | 6.127 | 9.9531 | 8.42
603 | 40255.6955 | 0.8561 | 0.8331 | 1.4627 | 1.1286 | 9.8769 | 2.1292 | 3.3384 | 1.7783 | 0.10584 | 0.021999 | 7.3689 | 3.3869 | 0.25736 | 0.35822 | 0.14838 | 0.31824 | 0.072625 | 0.13908 | 0.42656 | 0.20648 | 2.4851 | 2.2567 | 0.081839 | 1.8192 | 0.45294 | 0.012548 | 0.45124 | 0.53908 | 0.099191 | 0.066131 | 8.9882 | 8.4536 | 8.9556
604 | 42143.8393 | 0.84696 | 0.79175 | 1.2648 | 1.7186 | 6.5768 | 2.9339 | 2.6269 | 0.40065 | 1.0003 | 0.075345 | 9.9401 | 1.6351 | 0.26484 | 0.35921 | 0.1308 | 0.2819 | 0.079835 | 0.13459 | 0.45534 | 0.19603 | 2.3269 | 2.0328 | 0.10901 | 1.8632 | 0.37165 | 0.011678 | 0.61825 | 0.52912 | 0.11151 | 0.070366 | 9.9339 | 8.0712 | 12.0428
605 | 55258.8128 | 0.75776 | 0.79284 | 1.1728 | 1.2088 | 11.2286 | 1.1576 | 2.3389 | 1.5621 | 1.1816 | 0.055517 | 8.7048 | 3.5523 | 0.2775 | 0.35004 | 0.1441 | 0.28074 | 0.066556 | 0.15363 | 0.35072 | 0.22217 | 2.4655 | 2.4041 | 0.07736 | 1.6113 | 0.37779 | 0.010426 | 0.53064 | 0.43513 | 0.11132 | 0.065624 | 11.3703 | 7.3283 | 11.7532
606 | 43888.437 | 0.98771 | 0.72747 | 1.4044 | 1.6229 | 8.7369 | 3.0324 | 1.9278 | 0.63728 | 0.73557 | 0.070177 | 6.8014 | 0.54497 | 0.36565 | 0.36689 | 0.12232 | 0.29999 | 0.091788 | 0.13318 | 0.43963 | 0.22147 | 1.7349 | 1.8644 | 0.089602 | 1.8107 | 0.4324 | 0.014724 | 0.52607 | 0.53469 | 0.138 | 0.077831 | 9.3956 | 7.9757 | 12.468
607 | 52185.724 | 0.8964 | 0.89381 | 1.1345 | 1.4674 | 12.8457 | 2.6137 | 1.5087 | 1.1272 | 0.98616 | 0.027111 | 7.0441 | 0.56705 | 0.11576 | 0.29008 | 0.157 | 0.3351 | 0.077332 | 0.14218 | 0.47064 | 0.20581 | 2.0635 | 2.2714 | 0.10209 | 1.79 | 0.39411 | 0.012164 | 0.51201 | 0.54767 | 0.10401 | 0.062744 | 11.7812 | 6.5986 | 9.6513
608 | 49901.0228 | 0.84453 | 0.72691 | 1.1023 | 1.8215 | 12.3318 | 2.5617 | 2.3817 | 1.2773 | 0.27677 | 0.065517 | 8.9129 | 2.0668 | 0.3094 | 0.27664 | 0.11785 | 0.26156 | 0.079081 | 0.13009 | 0.42253 | 0.20547 | 2.3943 | 2.5965 | 0.10076 | 1.6673 | 0.48614 | 0.012897 | 0.67796 | 0.5823 | 0.13425 | 0.062573 | 12.1977 | 7.6329 | 15.4325
609 | 40451.7984 | 0.99195 | 0.97929 | 1.4648 | 1.5044 | 13.4583 | 3.5275 | 0.70251 | 1.6528 | 0.61113 | 0.062881 | 9.7021 | 3.9394 | 0.18015 | 0.3381 | 0.15063 | 0.32503 | 0.079589 | 0.11568 | 0.44346 | 0.21673 | 2.5622 | 2.2644 | 0.090522 | 1.9631 | 0.50996 | 0.01179 | 0.63125 | 0.49653 | 0.10847 | 0.078695 | 8.3367 | 8.1277 | 10.8014
610 | 46051.8034 | 0.81911 | 0.78793 | 1.1212 | 1.176 | 9.4457 | 3.0438 | 2.5724 | 0.99799 | 0.39287 | 0.035919 | 7.9354 | 0.76376 | 0.24275 | 0.39898 | 0.14217 | 0.32856 | 0.098907 | 0.16208 | 0.52163 | 0.18403 | 2.4014 | 2.1928 | 0.087315 | 2.0806 | 0.41338 | 0.012782 | 0.55243 | 0.52726 | 0.11465 | 0.063052 | 10.3443 | 8.5418 | 10.7727
611 | 43357.1044 | 0.99321 | 0.97405 | 1.3674 | 1.3712 | 8.3597 | 2.4733 | 1.5219 | 0.84659 | 0.53042 | 0.046761 | 7.3445 | 0.84821 | 0.41779 | 0.2947 | 0.15473 | 0.26018 | 0.07311 | 0.11873 | 0.44364 | 0.23257 | 2.3715 | 2.4515 | 0.093296 | 2.0339 | 0.4397 | 0.012309 | 0.56508 | 0.53599 | 0.14335 | 0.063701 | 6.9555 | 7.2957 | 9.706
612 | 44354.4984 | 0.92413 | 0.91389 | 1.381 | 1.3366 | 5.3455 | 1.2127 | 2.2889 | 1.1882 | 1.1557 | 0.042829 | 6.982 | 1.6013 | 0.3237 | 0.38815 | 0.1389 | 0.38918 | 0.081099 | 0.14233 | 0.46593 | 0.19991 | 2.0033 | 2.6014 | 0.095591 | 1.9618 | 0.42944 | 0.011939 | 0.53329 | 0.50874 | 0.12641 | 0.061086 | 11.6967 | 7.38 | 14.1797
613 | 51936.6197 | 0.87131 | 0.83205 | 0.99696 | 1.4484 | 11.0543 | 3.6932 | 2.4392 | 0.42516 | 1.1421 | 0.073382 | 7.3946 | 1.3848 | 0.33192 | 0.32872 | 0.15014 | 0.35869 | 0.081859 | 0.12146 | 0.49125 | 0.23747 | 1.9588 | 2.5215 | 0.083968 | 1.8836 | 0.42227 | 0.011574 | 0.50543 | 0.46374 | 0.10706 | 0.064494 | 10.419 | 7.8167 | 13.6021
614 | 49747.3189 | 0.81889 | 0.77259 | 1.3798 | 1.2652 | 10.0422 | 3.2653 | 1.3698 | 0.48866 | 0.33463 | 0.056123 | 6.2091 | 2.7172 | 0.21879 | 0.29792 | 0.16595 | 0.40494 | 0.072882 | 0.12381 | 0.4737 | 0.18321 | 2.1126 | 2.5524 | 0.09254 | 1.5708 | 0.39777 | 0.012349 | 0.56488 | 0.45355 | 0.13536 | 0.083167 | 9.9745 | 7.1931 | 9.2543
615 | 49371.6956 | 0.80922 | 0.94218 | 1.4515 | 1.1915 | 12.4167 | 4.3118 | 3.6134 | 1.1737 | 0.73379 | 0.066168 | 6.8981 | 1.1368 | 0.21542 | 0.36056 | 0.13007 | 0.35124 | 0.091238 | 0.108 | 0.51783 | 0.19504 | 2.4199 | 2.4511 | 0.087162 | 2.0974 | 0.3698 | 0.011716 | 0.43265 | 0.57066 | 0.092897 | 0.066526 | 13.6198 | 9.285 | 9.8815
616 | 48755.3165 | 0.76909 | 0.73152 | 1.3751 | 1.2926 | 9.5548 | 1.9339 | 2.9545 | 1.2629 | 0.38709 | 0.020079 | 6.3759 | 2.3101 | 0.41871 | 0.30019 | 0.11807 | 0.30575 | 0.090059 | 0.14748 | 0.42984 | 0.22783 | 2.3164 | 2.5126 | 0.10389 | 1.9367 | 0.43085 | 0.013033 | 0.62069 | 0.46205 | 0.13617 | 0.071553 | 10.628 | 8.8674 | 12.0341
617 | 48709.6363 | 0.77365 | 0.84405 | 1.2677 | 1.3586 | 7.8779 | 2.022 | 0.93092 | 1.6468 | 0.69453 | 0.06003 | 6.1415 | 3.1596 | 0.32922 | 0.35781 | 0.12983 | 0.38799 | 0.089028 | 0.14314 | 0.40303 | 0.18096 | 2.2675 | 2.5298 | 0.10204 | 1.9175 | 0.39828 | 0.015252 | 0.56265 | 0.58773 | 0.11285 | 0.061231 | 6.4771 | 7.0809 | 10.3087
618 | 40970.0882 | 0.98528 | 0.73669 | 1.5114 | 1.6807 | 11.3996 | 1.4818 | 2.874 | 0.44189 | 1.1879 | 0.030146 | 8.5515 | 2.6985 | 0.28302 | 0.39821 | 0.12098 | 0.37363 | 0.08448 | 0.12848 | 0.47699 | 0.21045 | 1.8238 | 2.0001 | 0.092449 | 1.9072 | 0.48688 | 0.013102 | 0.53285 | 0.53495 | 0.14475 | 0.064949 | 6.2563 | 8.5454 | 10.6011
619 | 38062.2786 | 0.81003 | 0.88961 | 1.0959 | 1.2219 | 7.0407 | 4.2271 | 0.89889 | 1.0369 | 1.0164 | 0.059486 | 8.1842 | 3.8974 | 0.1908 | 0.3824 | 0.15409 | 0.37227 | 0.073551 | 0.12745 | 0.41888 | 0.2206 | 2.0698 | 2.1072 | 0.096683 | 1.6141 | 0.40055 | 0.012961 | 0.5568 | 0.46971 | 0.13056 | 0.067184 | 6.7983 | 7.0909 | 8.5442
620 | 42089.8974 | 0.88736 | 0.95136 | 1.1943 | 1.3394 | 11.7113 | 2.9934 | 3.9688 | 0.43999 | 0.65861 | 0.059281 | 8.382 | 3.0751 | 0.19224 | 0.31296 | 0.13559 | 0.31827 | 0.07141 | 0.11162 | 0.43301 | 0.2323 | 2.6867 | 2.5035 | 0.091796 | 1.7606 | 0.4587 | 0.011505 | 0.55977 | 0.4504 | 0.11339 | 0.070125 | 6.8096 | 6.74 | 12.1076
621 | 36921.5827 | 0.89103 | 0.86037 | 1.368 | 1.602 | 16.0995 | 3.8824 | 2.3027 | 1.8109 | 0.77834 | 0.063764 | 8.5903 | 3.8937 | 0.20702 | 0.34588 | 0.15703 | 0.36558 | 0.079603 | 0.10626 | 0.43059 | 0.21374 | 1.9552 | 2.0028 | 0.090646 | 1.9503 | 0.44497 | 0.013513 | 0.62384 | 0.48022 | 0.11879 | 0.059775 | 13.5049 | 7.0062 | 11.9294
622 | 50539.7772 | 0.96531 | 0.7546 | 1.3867 | 1.7648 | 10.0644 | 2.1439 | 2.3895 | 0.8608 | 0.077168 | 0.03911 | 7.1442 | 3.069 | 0.27623 | 0.27481 | 0.12424 | 0.31802 | 0.082752 | 0.12196 | 0.4463 | 0.18975 | 2.4018 | 2.3666 | 0.1051 | 1.8051 | 0.47849 | 0.012416 | 0.55669 | 0.46078 | 0.13248 | 0.075737 | 11.3615 | 7.2161 | 15.8585
623 | 43252.0592 | 0.92778 | 0.83522 | 1.1771 | 1.2182 | 7.4939 | 2.8906 | 1.3169 | 1.3865 | 1.1003 | 0.029541 | 6.6805 | 2.1899 | 0.43384 | 0.35683 | 0.1305 | 0.30256 | 0.090482 | 0.13395 | 0.36727 | 0.17871 | 2.4456 | 2.2574 | 0.086145 | 1.8781 | 0.51262 | 0.012408 | 0.58179 | 0.52408 | 0.11908 | 0.054377 | 8.605 | 8.7873 | 8.5384
624 | 39398.2139 | 0.99283 | 0.72408 | 0.94925 | 1.3302 | 7.1965 | 4.2396 | 1.2944 | 0.76903 | 0.92296 | 0.026462 | 9.9949 | 2.2076 | 0.2437 | 0.29774 | 0.1506 | 0.36962 | 0.087965 | 0.15504 | 0.44122 | 0.21801 | 2.2978 | 2.3485 | 0.091297 | 2.0306 | 0.42625 | 0.013569 | 0.6582 | 0.51446 | 0.13676 | 0.069093 | 10.0477 | 7.5036 | 15.1257
625 | 54760.713 | 0.79521 | 0.9234 | 1.4216 | 1.4187 | 14.1496 | 2.8974 | 1.0556 | 1.8811 | 0.62415 | 0.049305 | 7.0779 | 3.486 | 0.42972 | 0.29535 | 0.13967 | 0.39313 | 0.080277 | 0.14098 | 0.46793 | 0.15348 | 2.2243 | 1.8074 | 0.10365 | 1.7661 | 0.42631 | 0.010815 | 0.52192 | 0.4977 | 0.13673 | 0.078228 | 8.5234 | 7.2833 | 12.8739
626 | 46159.5599 | 0.85235 | 0.81108 | 1.3584 | 1.7762 | 13.5866 | 1.4654 | 1.4144 | 1.7152 | 1.1371 | 0.078784 | 7.1331 | 3.8238 | 0.19287 | 0.32633 | 0.1338 | 0.37121 | 0.072147 | 0.14171 | 0.46023 | 0.18291 | 1.8841 | 2.2228 | 0.10196 | 1.799 | 0.38811 | 0.01172 | 0.65249 | 0.53995 | 0.11186 | 0.0741 | 5.244 | 9.3802 | 12.9982
627 | 43594.5476 | 0.94931 | 0.85791 | 1.3138 | 1.6145 | 12.9796 | 3.7701 | 3.5798 | 0.51299 | 0.58138 | 0.034815 | 7.7527 | 1.0749 | 0.39399 | 0.38836 | 0.15192 | 0.31652 | 0.08334 | 0.1133 | 0.41527 | 0.23674 | 2.1221 | 2.0558 | 0.084611 | 2.0136 | 0.43108 | 0.012664 | 0.47389 | 0.49949 | 0.12528 | 0.064691 | 9.3768 | 9.4469 | 15.4596
628 | 44429.1409 | 0.89253 | 0.94276 | 1.4637 | 1.6996 | 10.8107 | 2.8701 | 3.3028 | 1.564 | 0.15389 | 0.02481 | 8.9037 | 2.0326 | 0.15946 | 0.39248 | 0.14868 | 0.40352 | 0.079855 | 0.12659 | 0.41367 | 0.19585 | 2.2195 | 2.2949 | 0.092789 | 1.8799 | 0.41045 | 0.012976 | 0.5607 | 0.44926 | 0.10573 | 0.063818 | 9.0937 | 8.7332 | 11.0738
629 | 45347.7595 | 0.83175 | 0.96311 | 1.3843 | 1.3134 | 7.5883 | 1.2723 | 1.3618 | 0.75512 | 0.13202 | 0.057994 | 7.7299 | 1.5094 | 0.18805 | 0.28598 | 0.13931 | 0.3084 | 0.084205 | 0.10944 | 0.49846 | 0.1954 | 2.6452 | 1.9704 | 0.09752 | 1.9393 | 0.43066 | 0.013058 | 0.46892 | 0.50235 | 0.12872 | 0.075348 | 11.2988 | 9.9844 | 11.0186
630 | 49675.1457 | 0.89061 | 0.93918 | 1.3342 | 1.6736 | 12.063 | 2.9638 | 0.94452 | 0.96519 | 1.09 | 0.068581 | 8.8149 | 3.4843 | 0.42942 | 0.40039 | 0.11715 | 0.38316 | 0.089928 | 0.11469 | 0.42856 | 0.23311 | 1.9943 | 1.96 | 0.09563 | 1.8722 | 0.39975 | 0.010068 | 0.58602 | 0.42269 | 0.11143 | 0.075194 | 12.5864 | 6.7993 | 9.0275
631 | 48000.9259 | 0.9348 | 0.83775 | 0.96263 | 1.5146 | 16.0105 | 2.5902 | 3.587 | 1.6882 | 0.45115 | 0.039377 | 6.2137 | 1.5022 | 0.42514 | 0.36661 | 0.15417 | 0.28086 | 0.081802 | 0.14253 | 0.50701 | 0.17764 | 2.0118 | 2.0892 | 0.08974 | 1.8511 | 0.49177 | 0.013928 | 0.55181 | 0.51098 | 0.10337 | 0.070393 | 10.6958 | 7.01 | 11.7394
632 | 40501.3807 | 0.95456 | 0.92504 | 1.033 | 1.5876 | 14.8553 | 1.754 | 0.50958 | 0.80706 | 0.25413 | 0.030464 | 9.6894 | 2.116 | 0.33506 | 0.27391 | 0.15677 | 0.31968 | 0.071225 | 0.12564 | 0.48806 | 0.17232 | 2.3358 | 2.3468 | 0.087652 | 1.8398 | 0.34911 | 0.012926 | 0.55498 | 0.42956 | 0.13988 | 0.08139 | 10.9239 | 8.2868 | 8.8102
633 | 41233.8766 | 0.89297 | 0.85271 | 1.0379 | 1.7755 | 11.4197 | 2.8075 | 0.53413 | 0.45049 | 1.0353 | 0.048496 | 7.8981 | 3.8498 | 0.32883 | 0.39808 | 0.14387 | 0.35916 | 0.078729 | 0.13449 | 0.41276 | 0.19825 | 2.0272 | 2.2763 | 0.085493 | 1.9298 | 0.43488 | 0.013635 | 0.54439 | 0.47231 | 0.11705 | 0.068615 | 7.8093 | 6.6806 | 10.9977
634 | 40386.6941 | 0.96441 | 0.80206 | 1.5505 | 1.4959 | 12.4789 | 2.8614 | 3.1667 | 1.8356 | 0.89906 | 0.048282 | 6.3258 | 3.9051 | 0.41669 | 0.29228 | 0.16406 | 0.34991 | 0.079371 | 0.15602 | 0.47847 | 0.16456 | 2.6132 | 2.3804 | 0.10226 | 1.8499 | 0.36439 | 0.01373 | 0.59786 | 0.51654 | 0.10652 | 0.071119 | 11.2619 | 8.3501 | 11.676
635 | 39771.3416 | 0.98146 | 0.85368 | 1.4095 | 1.5653 | 8.2019 | 3.2551 | 0.77352 | 1.9365 | 0.52234 | 0.04288 | 9.3829 | 2.2975 | 0.35517 | 0.32274 | 0.13721 | 0.32598 | 0.088381 | 0.13291 | 0.449 | 0.17555 | 2.2022 | 2.5622 | 0.085411 | 2.0156 | 0.40119 | 0.01554 | 0.53785 | 0.43304 | 0.094759 | 0.08241 | 6.188 | 7.533 | 13.2424
636 | 48541.3813 | 0.78381 | 0.78694 | 1.2312 | 1.245 | 12.3892 | 4.234 | 3.3264 | 0.81708 | 0.16248 | 0.056929 | 7.2863 | 1.0708 | 0.32508 | 0.37716 | 0.14315 | 0.38985 | 0.075456 | 0.1416 | 0.44416 | 0.22805 | 1.9542 | 1.9942 | 0.088992 | 1.5271 | 0.42448 | 0.010388 | 0.44037 | 0.51361 | 0.12867 | 0.075796 | 10.8173 | 8.4677 | 14.8325
637 | 45886.3121 | 0.98993 | 0.94584 | 1.2727 | 1.745 | 13.333 | 3.1697 | 2.4872 | 1.1815 | 0.98164 | 0.025363 | 9.9844 | 0.54583 | 0.4079 | 0.28874 | 0.1447 | 0.27683 | 0.07976 | 0.14147 | 0.40471 | 0.1812 | 2.6263 | 2.0976 | 0.10494 | 1.8737 | 0.47262 | 0.010963 | 0.55808 | 0.37708 | 0.13027 | 0.069264 | 8.7673 | 9.5995 | 11.9807
638 | 47120.9942 | 0.86702 | 0.91734 | 1.4318 | 1.6949 | 12.4546 | 3.3727 | 0.86594 | 0.95574 | 1.0577 | 0.077745 | 8.3526 | 3.6327 | 0.36748 | 0.3588 | 0.11666 | 0.30676 | 0.074319 | 0.13304 | 0.47473 | 0.20109 | 1.9656 | 2.321 | 0.091337 | 2.1085 | 0.3677 | 0.012128 | 0.50917 | 0.54709 | 0.1213 | 0.071012 | 13.3671 | 9.1776 | 10.0063
639 | 51018.9461 | 0.87065 | 0.86942 | 0.98803 | 1.759 | 14.846 | 3.0767 | 3.2296 | 0.51067 | 1.1406 | 0.062097 | 7.1109 | 1.2065 | 0.25872 | 0.34082 | 0.15143 | 0.34838 | 0.08788 | 0.1206 | 0.43981 | 0.19841 | 2.565 | 2.3806 | 0.087083 | 1.8625 | 0.41437 | 0.012893 | 0.65375 | 0.49228 | 0.12687 | 0.060878 | 11.5528 | 8.3084 | 15.7238
640 | 41832.2579 | 0.91694 | 0.88169 | 1.4954 | 1.7495 | 9.9428 | 3.0079 | 3.1345 | 1.6797 | 0.20507 | 0.060853 | 8.435 | 3.5014 | 0.33889 | 0.36598 | 0.16255 | 0.33622 | 0.07707 | 0.14694 | 0.52571 | 0.16142 | 2.0894 | 2.2538 | 0.091775 | 1.9007 | 0.38352 | 0.014509 | 0.46693 | 0.55985 | 0.13188 | 0.064285 | 11.1353 | 9.3654 | 8.4486
641 | 46633.8671 | 0.97724 | 0.89284 | 1.2922 | 1.716 | 13.0412 | 1.7936 | 2.999 | 0.63096 | 0.26762 | 0.02566 | 8.5252 | 1.169 | 0.30418 | 0.39534 | 0.12857 | 0.34791 | 0.076948 | 0.1402 | 0.37797 | 0.16979 | 2.3033 | 2.7224 | 0.079263 | 2.226 | 0.44599 | 0.012188 | 0.56131 | 0.5345 | 0.10869 | 0.075992 | 7.5529 | 9.3288 | 10.3714
642 | 45868.8715 | 0.98474 | 0.83745 | 1.0943 | 1.7864 | 9.2501 | 3.241 | 3.1091 | 0.97217 | 0.36221 | 0.023462 | 8.2438 | 1.9238 | 0.39297 | 0.33442 | 0.13461 | 0.33846 | 0.081807 | 0.13786 | 0.46998 | 0.20061 | 1.9615 | 2.0258 | 0.086733 | 1.624 | 0.42777 | 0.01288 | 0.58225 | 0.42816 | 0.10363 | 0.081138 | 8.0072 | 6.6123 | 9.3314
643 | 49554.6809 | 0.80053 | 0.95865 | 1.4302 | 1.7603 | 10.5522 | 2.6383 | 3.9884 | 0.95951 | 0.27377 | 0.058309 | 6.2578 | 2.6626 | 0.14286 | 0.28571 | 0.1521 | 0.34691 | 0.079879 | 0.11071 | 0.47393 | 0.21185 | 2.4033 | 2.0481 | 0.090981 | 1.9725 | 0.43034 | 0.01421 | 0.60114 | 0.54326 | 0.097631 | 0.074294 | 8.4336 | 7.0638 | 10.3787
644 | 45847.144 | 0.80928 | 0.98841 | 1.3695 | 1.7029 | 12.9699 | 3.8382 | 1.1631 | 1.4325 | 0.53201 | 0.079906 | 7.0571 | 2.878 | 0.24042 | 0.35933 | 0.15912 | 0.31298 | 0.06883 | 0.13902 | 0.44822 | 0.1737 | 2.4794 | 1.9591 | 0.084131 | 1.7444 | 0.52336 | 0.014253 | 0.65511 | 0.443 | 0.13644 | 0.059385 | 10.0951 | 6.6921 | 10.7669
645 | 42592.9691 | 0.78609 | 0.9966 | 1.0143 | 1.7307 | 11.6348 | 2.272 | 2.7362 | 1.5241 | 0.56543 | 0.048042 | 6.0705 | 2.3031 | 0.29627 | 0.32099 | 0.14219 | 0.2663 | 0.074604 | 0.14104 | 0.51092 | 0.18737 | 2.0758 | 2.5452 | 0.078996 | 2.0385 | 0.39452 | 0.010809 | 0.61751 | 0.50573 | 0.11636 | 0.067636 | 13.4296 | 8.8976 | 13.5962
646 | 46836.4349 | 0.93037 | 0.92713 | 1.2506 | 1.2417 | 16.0718 | 3.3379 | 2.9652 | 1.3742 | 0.47267 | 0.063727 | 8.4789 | 2.8825 | 0.3914 | 0.34401 | 0.12765 | 0.27543 | 0.082088 | 0.12625 | 0.4805 | 0.22603 | 2.3596 | 2.2443 | 0.10544 | 1.8148 | 0.47166 | 0.013783 | 0.50829 | 0.47818 | 0.14663 | 0.073729 | 10.2388 | 6.51 | 13.0262
647 | 44114.1842 | 0.95039 | 0.74731 | 1.5184 | 1.7789 | 14.5098 | 2.0206 | 1.7611 | 1.6093 | 0.61223 | 0.039297 | 8.9937 | 3.5724 | 0.39807 | 0.35209 | 0.12773 | 0.29587 | 0.064304 | 0.13922 | 0.41018 | 0.23515 | 2.5423 | 2.5902 | 0.089286 | 1.5723 | 0.41093 | 0.011298 | 0.59513 | 0.43357 | 0.11303 | 0.069736 | 12.1876 | 9.8892 | 14.6961
648 | 55010.9892 | 0.81774 | 0.86001 | 1.1447 | 1.7039 | 15.5066 | 5.1168 | 3.705 | 1.4131 | 1.0517 | 0.058948 | 9.5664 | 2.3383 | 0.22747 | 0.34878 | 0.14333 | 0.3275 | 0.066656 | 0.12261 | 0.52663 | 0.22942 | 1.9785 | 2.2266 | 0.092407 | 1.9896 | 0.37923 | 0.013607 | 0.55608 | 0.45217 | 0.12791 | 0.080187 | 8.9462 | 7.1704 | 9.4262
649 | 44714.5749 | 0.85252 | 0.90469 | 1.4835 | 1.2822 | 11.4912 | 3.1542 | 3.9092 | 0.68344 | 0.98012 | 0.041097 | 9.6138 | 1.6079 | 0.34634 | 0.31367 | 0.15589 | 0.29236 | 0.095609 | 0.12121 | 0.42719 | 0.19512 | 2.3881 | 2.2259 | 0.086517 | 2.0818 | 0.49603 | 0.015072 | 0.58067 | 0.51619 | 0.11365 | 0.071238 | 10.281 | 8.5298 | 13.3793
650 | 40781.1164 | 0.98624 | 0.9326 | 1.4189 | 1.4749 | 8.3369 | 2.7559 | 3.3529 | 0.78424 | 0.59834 | 0.021319 | 8.7021 | 1.6867 | 0.13786 | 0.36094 | 0.13255 | 0.36837 | 0.086976 | 0.12009 | 0.4226 | 0.20832 | 2.1889 | 2.2142 | 0.081144 | 2.1488 | 0.46219 | 0.012373 | 0.58623 | 0.44535 | 0.13042 | 0.074276 | 8.588 | 8.3813 | 9.4653
651 | 51481.5404 | 0.85687 | 0.93954 | 1.0807 | 1.543 | 14.6178 | 1.143 | 1.7589 | 1.226 | 0.30187 | 0.061617 | 9.1286 | 0.90209 | 0.43614 | 0.27897 | 0.14353 | 0.34665 | 0.06914 | 0.13466 | 0.4461 | 0.20081 | 2.6208 | 2.016 | 0.09189 | 1.8882 | 0.49782 | 0.015344 | 0.56831 | 0.57747 | 0.11116 | 0.053937 | 6.4875 | 7.4045 | 11.4366
652 | 45651.6549 | 0.93964 | 0.81037 | 0.96363 | 1.5008 | 13.9705 | 3.5647 | 3.4366 | 1.4986 | 0.74274 | 0.038059 | 7.6282 | 2.8309 | 0.26525 | 0.3709 | 0.14848 | 0.29024 | 0.072261 | 0.13336 | 0.47687 | 0.18542 | 2.3064 | 2.392 | 0.079811 | 2.2863 | 0.47958 | 0.010566 | 0.60738 | 0.5324 | 0.12229 | 0.063891 | 12.3904 | 7.3035 | 11.0354
653 | 52817.5975 | 0.75557 | 0.86153 | 1.1244 | 1.4564 | 11.7996 | 3.3241 | 3.8569 | 0.5882 | 0.7473 | 0.062616 | 8.8002 | 3.3078 | 0.15003 | 0.36183 | 0.12389 | 0.36475 | 0.076579 | 0.11215 | 0.49582 | 0.21679 | 2.7442 | 2.6061 | 0.090131 | 1.707 | 0.39222 | 0.012042 | 0.62819 | 0.50983 | 0.12752 | 0.067582 | 12.8909 | 9.2317 | 15.5597
654 | 41744.5064 | 0.8288 | 0.82069 | 1.4131 | 1.8011 | 13.7773 | 2.1908 | 1.41 | 1.3605 | 0.49253 | 0.070303 | 7.6593 | 2.379 | 0.41537 | 0.31502 | 0.11898 | 0.28726 | 0.067205 | 0.13217 | 0.4147 | 0.1837 | 2.6123 | 1.918 | 0.0901 | 2.0915 | 0.46101 | 0.014024 | 0.66313 | 0.39562 | 0.11163 | 0.073992 | 8.8148 | 6.5759 | 14.5581
655 | 49955.204 | 0.8113 | 0.76818 | 1.415 | 1.6247 | 10.8986 | 1.267 | 1.6973 | 1.2312 | 0.21484 | 0.077308 | 9.3599 | 3.5826 | 0.23433 | 0.39407 | 0.16343 | 0.28867 | 0.07701 | 0.13017 | 0.47635 | 0.22469 | 1.8264 | 2.1212 | 0.092924 | 1.7066 | 0.41556 | 0.012116 | 0.62031 | 0.47845 | 0.1184 | 0.065114 | 10.6515 | 9.9333 | 11.8728
656 | 36518.2112 | 0.92608 | 0.95951 | 1.0996 | 1.2908 | 9.0439 | 3.8167 | 3.9185 | 1.615 | 0.67972 | 0.069649 | 7.813 | 2.3534 | 0.27792 | 0.27836 | 0.15535 | 0.38155 | 0.090177 | 0.12757 | 0.39604 | 0.19401 | 2.3532 | 2.0602 | 0.099515 | 2.1212 | 0.42429 | 0.011866 | 0.60611 | 0.40839 | 0.11308 | 0.06674 | 13.2436 | 6.3396 | 8.6409
657 | 47161.6374 | 0.96031 | 0.82179 | 1.3251 | 1.3116 | 14.0187 | 2.1498 | 3.6233 | 1.673 | 0.27497 | 0.061022 | 8.5179 | 0.62367 | 0.30248 | 0.37386 | 0.16482 | 0.29973 | 0.067847 | 0.13745 | 0.42487 | 0.24344 | 1.7799 | 2.5837 | 0.076841 | 1.8941 | 0.43215 | 0.014784 | 0.55136 | 0.51503 | 0.1236 | 0.06215 | 11.4924 | 7.4113 | 10.0591
658 | 51267.4658 | 0.82592 | 0.80901 | 1.0212 | 1.7551 | 5.4441 | 1.5869 | 2.664 | 0.55162 | 0.76443 | 0.064742 | 8.7591 | 1.6121 | 0.29058 | 0.28637 | 0.13458 | 0.35421 | 0.079967 | 0.15435 | 0.41883 | 0.1734 | 2.4875 | 2.1544 | 0.084497 | 1.9645 | 0.38043 | 0.011525 | 0.52195 | 0.52296 | 0.10324 | 0.073933 | 12.0732 | 7.4472 | 14.5264
659 | 52285.652 | 0.93593 | 0.93736 | 1.4741 | 1.8238 | 14.3044 | 2.1381 | 3.3685 | 1.5284 | 0.85581 | 0.051766 | 6.8932 | 3.753 | 0.4382 | 0.35774 | 0.1597 | 0.38499 | 0.078552 | 0.13283 | 0.42563 | 0.23205 | 2.2465 | 2.5197 | 0.099178 | 1.6206 | 0.44323 | 0.014945 | 0.45577 | 0.48721 | 0.13134 | 0.06993 | 8.7335 | 7.8854 | 13.6426
660 | 54829.1573 | 0.93005 | 0.94494 | 1.0592 | 1.8373 | 10.1844 | 2.9206 | 1.4405 | 1.6939 | 1.1772 | 0.074534 | 6.3445 | 3.1844 | 0.25248 | 0.28522 | 0.12539 | 0.34194 | 0.067521 | 0.14681 | 0.39814 | 0.24539 | 2.496 | 2.2036 | 0.09564 | 2.0312 | 0.40582 | 0.012918 | 0.60532 | 0.47881 | 0.11344 | 0.062862 | 7.854 | 6.0334 | 15.0443
661 | 48338.7045 | 0.9215 | 0.79537 | 1.5091 | 1.5323 | 12.2866 | 2.737 | 1.6801 | 1.2877 | 0.39853 | 0.05921 | 9.7581 | 1.6333 | 0.24762 | 0.38225 | 0.13365 | 0.28538 | 0.091118 | 0.1311 | 0.3583 | 0.17086 | 2.3237 | 2.444 | 0.10284 | 1.942 | 0.45185 | 0.015719 | 0.61948 | 0.5388 | 0.12703 | 0.06225 | 13.6487 | 7.9625 | 15.5979
662 | 45195.9452 | 0.89369 | 0.99492 | 1.2268 | 1.3006 | 11.8801 | 3.6913 | 2.0611 | 1.9228 | 0.1792 | 0.07648 | 8.4434 | 2.9909 | 0.19516 | 0.34524 | 0.13081 | 0.35283 | 0.087462 | 0.11491 | 0.38021 | 0.17531 | 2.0297 | 2.1376 | 0.099208 | 1.8327 | 0.39043 | 0.013248 | 0.59757 | 0.5326 | 0.10499 | 0.070892 | 7.6835 | 7.516 | 14.8181
663 | 51615.9096 | 0.91925 | 0.87767 | 1.2177 | 1.6729 | 12.8023 | 2.6695 | 0.83053 | 1.9532 | 1.0407 | 0.034289 | 9.9599 | 3.5409 | 0.39999 | 0.367 | 0.15842 | 0.30206 | 0.090257 | 0.11223 | 0.42467 | 0.21351 | 2.0679 | 2.3488 | 0.090296 | 1.7111 | 0.48073 | 0.012425 | 0.5872 | 0.43606 | 0.13692 | 0.074051 | 8.7722 | 8.3364 | 9.917
664 | 40349.3904 | 0.79427 | 0.92812 | 1.4299 | 1.3508 | 12.6709 | 3.7266 | 2.301 | 1.6322 | 0.56282 | 0.06361 | 8.2453 | 2.5534 | 0.31201 | 0.32812 | 0.16358 | 0.27918 | 0.086346 | 0.13738 | 0.4453 | 0.16745 | 2.2109 | 2.5368 | 0.075628 | 1.8338 | 0.44035 | 0.012972 | 0.58122 | 0.5309 | 0.10219 | 0.063024 | 10.7372 | 6.5254 | 12.1828
665 | 43800.4073 | 0.76085 | 0.96874 | 1.1963 | 1.3378 | 8.4059 | 2.8731 | 2.7219 | 0.82884 | 0.73688 | 0.05477 | 6.8617 | 0.95491 | 0.18936 | 0.27336 | 0.13708 | 0.35473 | 0.082048 | 0.13382 | 0.46396 | 0.1642 | 2.4138 | 2.2088 | 0.10764 | 1.5507 | 0.43504 | 0.013299 | 0.51793 | 0.54212 | 0.10956 | 0.078912 | 13.9206 | 8.4616 | 13.2211
666 | 39994.6823 | 0.95286 | 0.77836 | 1.3804 | 1.8052 | 9.4401 | 2.9684 | 2.3494 | 1.2933 | 0.20149 | 0.037725 | 6.8265 | 1.1737 | 0.1831 | 0.32572 | 0.16242 | 0.31485 | 0.072178 | 0.1234 | 0.50129 | 0.16958 | 2.2871 | 2.6906 | 0.094606 | 2.1461 | 0.44614 | 0.012027 | 0.61654 | 0.52683 | 0.11253 | 0.06451 | 14.2995 | 6.4456 | 12.8305
667 | 36040.3053 | 0.905 | 0.71622 | 1.2992 | 1.474 | 11.018 | 2.8372 | 1.5123 | 0.7039 | 1.1917 | 0.045025 | 6.5913 | 2.5239 | 0.35962 | 0.35495 | 0.13295 | 0.29269 | 0.076831 | 0.11971 | 0.44642 | 0.21638 | 2.5233 | 2.2281 | 0.085664 | 1.6992 | 0.45756 | 0.012398 | 0.60095 | 0.48422 | 0.12051 | 0.066267 | 7.6244 | 8.976 | 9.0104
668 | 48620.7667 | 0.98809 | 0.82726 | 1.2065 | 1.5545 | 10.8178 | 1.7264 | 3.1575 | 1.1313 | 0.75389 | 0.074735 | 8.5041 | 2.8338 | 0.3556 | 0.28 | 0.11544 | 0.3975 | 0.06651 | 0.12052 | 0.46278 | 0.2115 | 2.3936 | 2.2466 | 0.092352 | 1.5633 | 0.44404 | 0.013764 | 0.59343 | 0.44888 | 0.12461 | 0.061191 | 10.3613 | 8.4295 | 14.5052
669 | 54396.3098 | 0.89795 | 0.79876 | 1.4809 | 1.8329 | 13.0937 | 0.88763 | 3.2549 | 0.42399 | 0.061552 | 0.020884 | 6.0801 | 3.6002 | 0.14071 | 0.32584 | 0.17132 | 0.38814 | 0.075712 | 0.11472 | 0.34725 | 0.18782 | 2.0627 | 2.1593 | 0.098288 | 1.8176 | 0.42329 | 0.013256 | 0.61142 | 0.45163 | 0.10915 | 0.061828 | 11.5043 | 6.1854 | 9.7804
670 | 45338.6335 | 0.80736 | 0.80188 | 1.0987 | 1.8736 | 7.2344 | 2.5664 | 1.4861 | 1.0048 | 0.31658 | 0.036432 | 6.1767 | 3.0124 | 0.18162 | 0.29704 | 0.15152 | 0.34734 | 0.081582 | 0.14814 | 0.46044 | 0.18845 | 2.1792 | 2.2023 | 0.085694 | 1.6778 | 0.45134 | 0.010799 | 0.57386 | 0.51364 | 0.12045 | 0.076259 | 9.9417 | 9.4358 | 9.0041
671 | 46819.0762 | 0.88518 | 0.93198 | 0.95796 | 1.4404 | 15.807 | 0.63617 | 3.7523 | 0.81312 | 0.071206 | 0.026014 | 9.6637 | 1.868 | 0.15444 | 0.27978 | 0.14873 | 0.36113 | 0.083067 | 0.15844 | 0.40862 | 0.17803 | 2.1526 | 1.9843 | 0.080181 | 1.5954 | 0.42012 | 0.011256 | 0.54425 | 0.48195 | 0.12958 | 0.071868 | 8.2441 | 7.522 | 8.3792
672 | 49098.1798 | 0.88482 | 0.74401 | 1.4796 | 1.738 | 12.8327 | 1.3291 | 0.90755 | 0.79741 | 1.0079 | 0.076368 | 8.4378 | 3.5196 | 0.40956 | 0.27467 | 0.14481 | 0.40037 | 0.078633 | 0.14509 | 0.53298 | 0.19382 | 2.227 | 2.243 | 0.098641 | 1.7922 | 0.42509 | 0.014927 | 0.63041 | 0.56161 | 0.12084 | 0.067439 | 8.9045 | 8.7298 | 11.8903
673 | 47240.4504 | 0.87908 | 0.8156 | 1.291 | 1.4716 | 14.2127 | 2.5923 | 3.1545 | 1.3147 | 0.94453 | 0.074363 | 9.2021 | 1.089 | 0.2475 | 0.37602 | 0.14442 | 0.32301 | 0.073835 | 0.12761 | 0.37279 | 0.19692 | 2.2709 | 2.072 | 0.074329 | 1.9126 | 0.52044 | 0.013918 | 0.62623 | 0.54949 | 0.13567 | 0.064177 | 7.5897 | 6.9641 | 8.0812
674 | 46913.887 | 0.83982 | 0.99607 | 1.0512 | 1.7662 | 6.1639 | 2.5171 | 0.63194 | 1.6767 | 0.06268 | 0.025524 | 7.8515 | 1.8611 | 0.24151 | 0.37455 | 0.15851 | 0.3115 | 0.081188 | 0.10178 | 0.46991 | 0.17634 | 2.6388 | 2.5829 | 0.096353 | 2.1384 | 0.47387 | 0.01309 | 0.66085 | 0.41029 | 0.14562 | 0.071913 | 12.9874 | 7.8577 | 13.5518
675 | 48498.3503 | 0.97638 | 0.99976 | 1.2364 | 1.3624 | 15.0028 | 1.6532 | 1.2487 | 0.99636 | 0.35266 | 0.072482 | 9.1776 | 3.9881 | 0.18336 | 0.31493 | 0.11504 | 0.33607 | 0.085744 | 0.15519 | 0.46921 | 0.19306 | 2.3295 | 2.6972 | 0.085856 | 2.047 | 0.39432 | 0.012343 | 0.67896 | 0.45839 | 0.10153 | 0.076848 | 9.9261 | 8.7756 | 13.0411
676 | 37365.0084 | 0.88209 | 0.85655 | 1.1648 | 1.2126 | 8.3935 | 1.0556 | 2.0796 | 0.98752 | 0.73886 | 0.031024 | 6.1906 | 2.3855 | 0.30976 | 0.29798 | 0.14775 | 0.32941 | 0.094461 | 0.12216 | 0.50542 | 0.21212 | 2.6468 | 2.7041 | 0.07006 | 1.8285 | 0.44741 | 0.014094 | 0.48164 | 0.54733 | 0.099793 | 0.070991 | 10.9772 | 9.4874 | 15.0811
677 | 43303.1221 | 0.77466 | 0.78579 | 1.4418 | 1.7326 | 7.5965 | 1.8102 | 2.4282 | 0.73523 | 0.80192 | 0.022974 | 6.5252 | 1.6226 | 0.19761 | 0.37779 | 0.12802 | 0.39025 | 0.0745 | 0.12663 | 0.39979 | 0.21194 | 2.0537 | 2.1305 | 0.078215 | 1.6891 | 0.37537 | 0.013105 | 0.61962 | 0.51688 | 0.14429 | 0.072027 | 8.053 | 7.8936 | 8.9625
678 | 49255.0775 | 0.76056 | 0.79869 | 1.512 | 1.4582 | 11.2661 | 1.2961 | 0.69006 | 1.3806 | 0.87482 | 0.039844 | 9.2596 | 2.6326 | 0.35307 | 0.29834 | 0.14879 | 0.37481 | 0.09411 | 0.12554 | 0.49216 | 0.20268 | 2.1273 | 2.6584 | 0.07884 | 1.7017 | 0.44657 | 0.012148 | 0.58808 | 0.39446 | 0.11937 | 0.068042 | 10.2542 | 7.4037 | 8.1064
679 | 39375.624 | 0.81299 | 0.91036 | 1.4126 | 1.7955 | 10.8436 | 3.0819 | 2.3602 | 0.67563 | 0.8001 | 0.07107 | 6.455 | 2.9149 | 0.35221 | 0.31076 | 0.14709 | 0.31412 | 0.076804 | 0.13696 | 0.44295 | 0.20129 | 2.251 | 2.5376 | 0.07492 | 2.1545 | 0.44202 | 0.015614 | 0.61633 | 0.48972 | 0.12963 | 0.082324 | 12.6214 | 6.9709 | 15.2418
680 | 49579.2428 | 0.99986 | 0.86792 | 1.1105 | 1.5136 | 12.6471 | 2.1153 | 1.442 | 1.1439 | 0.82534 | 0.052749 | 9.3624 | 1.2966 | 0.20584 | 0.28079 | 0.1309 | 0.33836 | 0.08189 | 0.13386 | 0.47719 | 0.16986 | 2.1552 | 2.5639 | 0.095296 | 1.7849 | 0.4246 | 0.013052 | 0.60783 | 0.48305 | 0.12028 | 0.069724 | 11.9267 | 9.6799 | 13.2704
681 | 38307.7849 | 0.96743 | 0.90485 | 1.0823 | 1.597 | 6.5388 | 3.3276 | 2.3294 | 1.4777 | 0.89155 | 0.031176 | 7.2065 | 1.374 | 0.29486 | 0.28157 | 0.14592 | 0.37622 | 0.080903 | 0.14234 | 0.45075 | 0.22635 | 2.1279 | 2.6759 | 0.085223 | 1.8256 | 0.41183 | 0.013406 | 0.53649 | 0.57495 | 0.13999 | 0.068233 | 9.1504 | 8.1947 | 10.7785
682 | 41499.7716 | 0.99563 | 0.92632 | 0.99816 | 1.8614 | 7.7206 | 4.6491 | 2.0527 | 1.655 | 0.87024 | 0.044156 | 9.4951 | 1.93 | 0.42743 | 0.34101 | 0.15865 | 0.28964 | 0.082475 | 0.13025 | 0.47808 | 0.20463 | 2.2584 | 1.7327 | 0.087492 | 2.1912 | 0.47288 | 0.011586 | 0.57893 | 0.45007 | 0.11886 | 0.068335 | 14.1346 | 6.1052 | 10.3859
683 | 52716.891 | 0.90045 | 0.91166 | 0.9709 | 1.8429 | 13.5886 | 3.0926 | 2.028 | 1.9615 | 0.065393 | 0.059431 | 8.9811 | 3.8828 | 0.34093 | 0.38415 | 0.15459 | 0.36942 | 0.081607 | 0.10765 | 0.52525 | 0.17546 | 2.1948 | 2.4483 | 0.09351 | 1.7759 | 0.41617 | 0.011306 | 0.60659 | 0.43818 | 0.12761 | 0.075355 | 9.8917 | 6.8204 | 14.071
684 | 52610.9568 | 0.77445 | 0.91645 | 1.2815 | 1.3985 | 13.3233 | 4.7382 | 3.0012 | 1.0548 | 1.0725 | 0.072984 | 9.367 | 3.8361 | 0.33769 | 0.30549 | 0.13516 | 0.37496 | 0.093811 | 0.11754 | 0.47028 | 0.18923 | 2.2749 | 2.4157 | 0.079827 | 1.9468 | 0.43563 | 0.015085 | 0.58523 | 0.5259 | 0.10606 | 0.077271 | 9.1729 | 7.1549 | 8.7174
685 | 47976.0323 | 0.85128 | 0.86857 | 1.0907 | 1.6975 | 7.0552 | 2.0692 | 0.95896 | 1.15 | 0.70862 | 0.051801 | 6.8434 | 3.7766 | 0.41465 | 0.38844 | 0.12245 | 0.37713 | 0.07901 | 0.14774 | 0.45325 | 0.18042 | 1.8484 | 2.4687 | 0.090857 | 2.1098 | 0.44447 | 0.015064 | 0.56778 | 0.43236 | 0.11233 | 0.071335 | 10.2321 | 6.3544 | 8.1191
686 | 42229.6971 | 0.95101 | 0.77123 | 1.2139 | 1.6346 | 15.3441 | 3.9678 | 2.1149 | 1.8277 | 1.0939 | 0.076174 | 8.1927 | 3.1316 | 0.22622 | 0.3175 | 0.14309 | 0.34368 | 0.074354 | 0.1339 | 0.37313 | 0.1895 | 2.2303 | 2.027 | 0.094596 | 1.9875 | 0.45324 | 0.0142 | 0.539 | 0.39614 | 0.11846 | 0.074987 | 9.5834 | 8.5927 | 15.2286
687 | 37229.5077 | 0.90574 | 0.72452 | 0.96162 | 1.4112 | 13.6239 | 2.526 | 0.78114 | 1.5601 | 0.76217 | 0.064781 | 8.0244 | 0.57179 | 0.32116 | 0.2764 | 0.14744 | 0.29209 | 0.086264 | 0.11432 | 0.46405 | 0.23766 | 2.4524 | 2.4345 | 0.094736 | 1.4682 | 0.47674 | 0.013097 | 0.50103 | 0.48285 | 0.10428 | 0.068254 | 11.5428 | 7.9455 | 8.1312
688 | 36326.9637 | 0.82737 | 0.72032 | 1.0468 | 1.6912 | 9.1813 | 0.81612 | 0.90408 | 0.88676 | 0.52381 | 0.074971 | 8.5413 | 1.8351 | 0.26948 | 0.3722 | 0.15249 | 0.37562 | 0.088799 | 0.12211 | 0.43345 | 0.22038 | 2.0244 | 2.6672 | 0.079113 | 1.4835 | 0.4215 | 0.014079 | 0.513 | 0.57285 | 0.12479 | 0.067777 | 10.2133 | 9.6996 | 8.1373
689 | 51150.703 | 0.88407 | 0.85875 | 1.2719 | 1.1328 | 7.7007 | 2.3261 | 2.6943 | 1.8648 | 0.97376 | 0.045178 | 6.6283 | 3.1115 | 0.33942 | 0.29539 | 0.12695 | 0.25819 | 0.073173 | 0.12035 | 0.41632 | 0.18682 | 1.9678 | 2.059 | 0.083651 | 1.8131 | 0.36675 | 0.012601 | 0.55998 | 0.3784 | 0.1189 | 0.076124 | 11.057 | 9.1964 | 12.7562
690 | 55467.4236 | 0.96636 | 0.77756 | 1.2538 | 1.6106 | 12.2055 | 1.3957 | 1.7516 | 1.2175 | 0.56824 | 0.076573 | 7.469 | 0.86704 | 0.43206 | 0.35266 | 0.11264 | 0.36453 | 0.090982 | 0.14456 | 0.37058 | 0.23152 | 2.4287 | 2.2271 | 0.097335 | 1.8794 | 0.46031 | 0.012503 | 0.4956 | 0.51671 | 0.1069 | 0.072817 | 9.1184 | 8.2039 | 14.1845
691 | 44901.9367 | 0.78828 | 0.9986 | 1.5542 | 1.8668 | 12.8698 | 4.612 | 1.5787 | 0.90681 | 1.0842 | 0.038521 | 7.3518 | 1.8382 | 0.41409 | 0.33534 | 0.14052 | 0.27981 | 0.074663 | 0.12911 | 0.4671 | 0.23621 | 1.8499 | 2.1228 | 0.09 | 2.0412 | 0.36953 | 0.014729 | 0.54873 | 0.52772 | 0.12183 | 0.078843 | 10.4034 | 9.7763 | 9.4382
692 | 51295.3199 | 0.90901 | 0.95839 | 1.3376 | 1.3124 | 9.2687 | 1.4565 | 0.59492 | 1.1517 | 0.46164 | 0.036453 | 7.1611 | 1.6612 | 0.14489 | 0.36324 | 0.1332 | 0.27352 | 0.068075 | 0.13595 | 0.36504 | 0.20075 | 2.0182 | 2.0289 | 0.096601 | 1.5932 | 0.42804 | 0.013959 | 0.51407 | 0.45802 | 0.13097 | 0.061929 | 9.4903 | 7.5567 | 8.9122
693 | 45180.8907 | 0.86955 | 0.77232 | 1.1735 | 1.5152 | 12.4765 | 3.8069 | 1.3747 | 1.6384 | 0.43031 | 0.052665 | 6.479 | 0.99962 | 0.12732 | 0.28959 | 0.16776 | 0.36292 | 0.078572 | 0.12792 | 0.49464 | 0.22299 | 2.3385 | 2.0375 | 0.089718 | 1.6877 | 0.45833 | 0.012922 | 0.52806 | 0.5677 | 0.13363 | 0.076989 | 12.6083 | 6.6546 | 14.6779
694 | 40915.3684 | 0.92369 | 0.71865 | 1.3273 | 1.3342 | 10.5113 | 2.361 | 0.99146 | 0.51982 | 1.1799 | 0.024874 | 6.3182 | 3.6802 | 0.27402 | 0.32228 | 0.12331 | 0.31362 | 0.091709 | 0.12579 | 0.51038 | 0.23166 | 2.2264 | 2.2987 | 0.096434 | 1.8291 | 0.39628 | 0.014041 | 0.4706 | 0.45272 | 0.12474 | 0.068748 | 6.6327 | 7.1418 | 10.6763
695 | 42951.9748 | 0.94798 | 0.89004 | 1.3081 | 1.2657 | 12.4318 | 2.0773 | 1.6423 | 0.40578 | 1.0608 | 0.021567 | 9.7247 | 2.5585 | 0.39088 | 0.34755 | 0.10944 | 0.36099 | 0.071742 | 0.1431 | 0.44588 | 0.22792 | 2.2778 | 2.2887 | 0.082474 | 1.672 | 0.36502 | 0.012853 | 0.62577 | 0.49201 | 0.11756 | 0.063807 | 10.1584 | 8.8149 | 13.5362
696 | 45313.3536 | 0.85887 | 0.79646 | 1.1078 | 1.5904 | 12.825 | 0.90903 | 0.5717 | 1.2126 | 0.97178 | 0.02669 | 8.6397 | 0.67615 | 0.27883 | 0.27353 | 0.16134 | 0.38949 | 0.080068 | 0.11248 | 0.35547 | 0.19164 | 2.0816 | 2.3309 | 0.087764 | 1.9708 | 0.39705 | 0.012756 | 0.47189 | 0.50558 | 0.13252 | 0.062974 | 10.7218 | 6.8673 | 14.8578
697 | 41628.2358 | 0.86139 | 0.88249 | 1.5031 | 1.525 | 10.2008 | 3.5502 | 1.5039 | 0.90181 | 0.22927 | 0.037788 | 8.4984 | 2.5202 | 0.40097 | 0.33127 | 0.13349 | 0.31768 | 0.075 | 0.15951 | 0.48648 | 0.19821 | 2.2161 | 2.3274 | 0.10356 | 1.6862 | 0.43414 | 0.01389 | 0.56079 | 0.47166 | 0.12962 | 0.056695 | 9.8944 | 7.8815 | 12.6259
698 | 50211.8561 | 0.92888 | 0.75344 | 1.4459 | 1.6287 | 12.5571 | 2.7663 | 2.6789 | 1.888 | 0.8542 | 0.064592 | 6.5451 | 2.9782 | 0.14503 | 0.28817 | 0.16022 | 0.29612 | 0.069468 | 0.13422 | 0.42743 | 0.1891 | 2.2044 | 2.4176 | 0.084638 | 1.9934 | 0.43933 | 0.013207 | 0.6696 | 0.51345 | 0.13343 | 0.073037 | 9.5613 | 8.2951 | 11.0811
699 | 44780.2731 | 0.93062 | 0.99115 | 1.0686 | 1.3164 | 15.38 | 2.4941 | 3.376 | 0.49517 | 1.1752 | 0.047053 | 8.4039 | 1.7445 | 0.31923 | 0.39235 | 0.16661 | 0.40801 | 0.072578 | 0.14039 | 0.39096 | 0.18997 | 2.1987 | 2.0982 | 0.096248 | 1.6188 | 0.38471 | 0.012606 | 0.57779 | 0.50348 | 0.12224 | 0.064618 | 7.6293 | 6.0158 | 10.6683
700 | 50082.2661 | 0.75193 | 0.8675 | 0.95408 | 1.127 | 7.3894 | 2.8332 | 3.2243 | 1.0636 | 0.36991 | 0.064505 | 8.9451 | 2.0857 | 0.20523 | 0.2871 | 0.14406 | 0.3572 | 0.079417 | 0.10974 | 0.43896 | 0.21168 | 2.2483 | 2.2807 | 0.079186 | 2.078 | 0.45663 | 0.013673 | 0.56369 | 0.43741 | 0.12021 | 0.079307 | 11.1985 | 9.5075 | 13.0805
701 | 46851.2682 | 0.80694 | 0.73844 | 1.2482 | 1.3131 | 11.044 | 1.9006 | 2.368 | 1.617 | 1.1522 | 0.053121 | 6.456 | 1.6533 | 0.22819 | 0.35532 | 0.12567 | 0.3202 | 0.084299 | 0.10673 | 0.42394 | 0.20001 | 2.5367 | 2.2474 | 0.091986 | 1.8759 | 0.51423 | 0.013944 | 0.47577 | 0.46222 | 0.1457 | 0.066738 | 10.4963 | 9.7531 | 12.8963
702 | 41104.8437 | 0.92191 | 0.99717 | 1.2755 | 1.485 | 7.1324 | 1.7878 | 2.7948 | 0.57589 | 0.1615 | 0.058826 | 9.7888 | 2.4929 | 0.21751 | 0.39385 | 0.15035 | 0.32076 | 0.063625 | 0.13227 | 0.48414 | 0.19869 | 2.2285 | 1.8759 | 0.10167 | 1.8717 | 0.37104 | 0.011528 | 0.62381 | 0.53308 | 0.12268 | 0.076237 | 11.181 | 7.7971 | 12.4503
703 | 45828.3347 | 0.84252 | 0.96508 | 1.4686 | 1.5928 | 6.9617 | 3.7375 | 2.9435 | 0.68771 | 0.56448 | 0.04223 | 9.7283 | 0.87387 | 0.29586 | 0.32191 | 0.12311 | 0.36081 | 0.078356 | 0.14436 | 0.45765 | 0.21108 | 1.9219 | 1.9366 | 0.10064 | 2.132 | 0.42322 | 0.013176 | 0.52495 | 0.42874 | 0.12388 | 0.077776 | 8.6886 | 8.9673 | 8.5329
704 | 39183.1687 | 0.83122 | 0.73264 | 1.1626 | 1.3176 | 10.4991 | 2.303 | 1.2243 | 0.5412 | 0.83714 | 0.060473 | 9.1747 | 3.2214 | 0.32971 | 0.40153 | 0.14197 | 0.32892 | 0.075667 | 0.10444 | 0.54353 | 0.21898 | 2.3042 | 2.2691 | 0.088426 | 1.8579 | 0.52949 | 0.012024 | 0.54731 | 0.49 | 0.11672 | 0.062188 | 13.016 | 7.3617 | 9.6296
705 | 45902.1611 | 0.94019 | 0.82546 | 1.1822 | 1.1983 | 14.7544 | 3.3805 | 1.1138 | 1.4299 | 0.81608 | 0.0704 | 8.2337 | 2.7203 | 0.20928 | 0.37579 | 0.1537 | 0.35529 | 0.082511 | 0.14136 | 0.4423 | 0.23544 | 2.2934 | 2.1986 | 0.089694 | 1.8471 | 0.53726 | 0.013638 | 0.5531 | 0.58695 | 0.11034 | 0.068016 | 8.5645 | 6.3035 | 15.4297
706 | 47873.2693 | 0.80765 | 0.72184 | 1.2182 | 1.7709 | 15.3082 | 3.1459 | 2.5783 | 0.49409 | 0.29969 | 0.027875 | 8.5556 | 1.0551 | 0.40529 | 0.31431 | 0.13675 | 0.38553 | 0.080332 | 0.15167 | 0.50524 | 0.17239 | 2.2894 | 2.5236 | 0.07603 | 1.7219 | 0.40951 | 0.013605 | 0.46667 | 0.54375 | 0.1098 | 0.061733 | 7.016 | 6.3567 | 13.6498
707 | 43172.1967 | 0.81337 | 0.84736 | 1.2075 | 1.5411 | 11.9729 | 0.77233 | 2.9266 | 1.1156 | 0.38671 | 0.046702 | 7.6395 | 3.1067 | 0.3571 | 0.37187 | 0.13808 | 0.31323 | 0.087793 | 0.14092 | 0.4258 | 0.17606 | 2.0822 | 2.4754 | 0.073191 | 1.8155 | 0.4402 | 0.012102 | 0.506 | 0.52283 | 0.11808 | 0.062309 | 10.7291 | 7.4564 | 14.058
708 | 53627.5945 | 0.94525 | 0.84451 | 0.93825 | 1.4418 | 11.2799 | 2.0651 | 1.4951 | 1.6862 | 0.83361 | 0.029051 | 8.0991 | 1.6631 | 0.40541 | 0.30007 | 0.15523 | 0.41115 | 0.070654 | 0.13346 | 0.41961 | 0.18508 | 2.1868 | 2.6093 | 0.078145 | 1.8989 | 0.44479 | 0.012669 | 0.61779 | 0.48059 | 0.12733 | 0.06366 | 9.1541 | 9.5094 | 13.4887
709 | 39960.9059 | 0.90139 | 0.92997 | 1.0383 | 1.8059 | 11.6227 | 3.8869 | 1.7873 | 1.3242 | 1.1871 | 0.031561 | 9.7844 | 1.4693 | 0.36213 | 0.33259 | 0.12112 | 0.36699 | 0.067047 | 0.12254 | 0.4132 | 0.1967 | 1.8329 | 2.3812 | 0.089987 | 1.4938 | 0.41571 | 0.013997 | 0.46434 | 0.5333 | 0.11876 | 0.070857 | 10.0853 | 6.2883 | 13.3357
710 | 51175.4066 | 0.92204 | 0.7833 | 1.5242 | 1.4566 | 11.0722 | 2.7188 | 3.4968 | 0.9457 | 0.94841 | 0.035023 | 9.9488 | 1.9662 | 0.36648 | 0.277 | 0.14428 | 0.37398 | 0.074292 | 0.14682 | 0.37149 | 0.20853 | 1.7624 | 2.2458 | 0.093562 | 1.9602 | 0.38761 | 0.013117 | 0.54648 | 0.54534 | 0.11707 | 0.067706 | 9.965 | 8.9868 | 9.6863
711 | 40030.1214 | 0.76679 | 0.87785 | 1.1231 | 1.6448 | 11.8448 | 2.2176 | 2.4907 | 1.1632 | 0.11721 | 0.025838 | 7.8831 | 3.5455 | 0.17269 | 0.33681 | 0.10795 | 0.3332 | 0.084759 | 0.11878 | 0.41061 | 0.20751 | 2.141 | 1.8185 | 0.09744 | 1.8614 | 0.42986 | 0.011014 | 0.43483 | 0.42779 | 0.11816 | 0.073443 | 13.191 | 7.7668 | 9.7521
712 | 40226.6384 | 0.78062 | 0.86992 | 1.3634 | 1.2057 | 14.3125 | 4.2157 | 1.6835 | 0.74228 | 0.82074 | 0.063959 | 6.3401 | 3.4673 | 0.28185 | 0.37628 | 0.16008 | 0.32242 | 0.082241 | 0.10553 | 0.49884 | 0.22291 | 2.0309 | 2.223 | 0.081918 | 1.9648 | 0.4756 | 0.011458 | 0.49396 | 0.39245 | 0.12417 | 0.081289 | 9.1817 | 8.5864 | 14.0225
713 | 46112.4723 | 0.84736 | 0.79994 | 1.3333 | 1.7668 | 13.2873 | 4.7566 | 1.3655 | 0.98169 | 0.54542 | 0.040201 | 8.4503 | 3.4809 | 0.2755 | 0.36024 | 0.14979 | 0.29494 | 0.076354 | 0.12139 | 0.40945 | 0.19521 | 2.7766 | 1.7453 | 0.0932 | 2.2246 | 0.4913 | 0.01207 | 0.57375 | 0.50069 | 0.13461 | 0.059718 | 5.8112 | 7.8136 | 12.7919
714 | 43264.5006 | 0.84886 | 0.83064 | 1.5377 | 1.3651 | 7.904 | 3.2489 | 3.8359 | 1.0961 | 0.76982 | 0.073681 | 6.8906 | 2.4495 | 0.43332 | 0.34606 | 0.13859 | 0.36599 | 0.07847 | 0.14031 | 0.4586 | 0.23986 | 1.8441 | 2.3049 | 0.087353 | 1.8065 | 0.36369 | 0.013187 | 0.55288 | 0.41235 | 0.11595 | 0.074506 | 10.7032 | 6.7405 | 15.2937
715 | 47545.609 | 0.94214 | 0.76086 | 1.0261 | 1.4295 | 13.5199 | 1.9289 | 1.5887 | 1.2826 | 0.63781 | 0.056057 | 8.6818 | 2.5458 | 0.36421 | 0.32282 | 0.1218 | 0.38706 | 0.087217 | 0.11865 | 0.3905 | 0.17782 | 2.1485 | 2.1846 | 0.092191 | 2.2565 | 0.46866 | 0.012915 | 0.54345 | 0.51482 | 0.12004 | 0.074902 | 12.0455 | 9.2192 | 14.9387
716 | 46650.1684 | 0.92243 | 0.8283 | 1.4485 | 1.5938 | 9.3352 | 3.3625 | 3.529 | 1.0603 | 0.17376 | 0.033311 | 8.4832 | 2.4282 | 0.38596 | 0.36431 | 0.14598 | 0.27044 | 0.076115 | 0.12268 | 0.36963 | 0.18934 | 1.8175 | 2.2495 | 0.079474 | 1.8449 | 0.40146 | 0.013122 | 0.55869 | 0.55879 | 0.11968 | 0.077074 | 7.52 | 8.2724 | 12.9135
717 | 50997.8889 | 0.81859 | 0.75534 | 1.0633 | 1.2528 | 10.4663 | 1.8373 | 2.7909 | 1.2794 | 0.15737 | 0.037148 | 6.1119 | 2.5816 | 0.36105 | 0.29506 | 0.15921 | 0.40115 | 0.089394 | 0.13403 | 0.44374 | 0.20023 | 2.3221 | 2.2603 | 0.086955 | 1.7295 | 0.49096 | 0.013191 | 0.43644 | 0.49925 | 0.14084 | 0.075434 | 7.2145 | 8.2473 | 12.5936
718 | 46319.896 | 0.81935 | 0.79271 | 0.98555 | 1.5677 | 5.752 | 4.9039 | 2.5716 | 1.699 | 0.93214 | 0.037601 | 6.8147 | 3.5265 | 0.29809 | 0.30094 | 0.16143 | 0.38748 | 0.085449 | 0.13036 | 0.44846 | 0.22026 | 2.2346 | 2.0297 | 0.074773 | 2.1976 | 0.4315 | 0.013265 | 0.60723 | 0.55894 | 0.10924 | 0.087048 | 6.8208 | 9.3715 | 11.9567
719 | 50273.5053 | 0.95207 | 0.76247 | 1.1984 | 1.8708 | 15.974 | 1.6019 | 3.0905 | 0.63866 | 1.018 | 0.074458 | 8.0901 | 2.5172 | 0.18436 | 0.40443 | 0.12296 | 0.31629 | 0.060908 | 0.14505 | 0.53519 | 0.19236 | 2.3989 | 1.9788 | 0.083888 | 1.8052 | 0.34585 | 0.01139 | 0.45641 | 0.48374 | 0.10533 | 0.075232 | 10.0396 | 8.4002 | 15.8117
720 | 47704.5999 | 0.78163 | 0.80827 | 1.0903 | 1.7782 | 12.6417 | 1.3417 | 2.0541 | 1.2328 | 0.80211 | 0.0227 | 6.871 | 1.2462 | 0.15714 | 0.28778 | 0.1244 | 0.36358 | 0.083502 | 0.15351 | 0.45929 | 0.16971 | 2.3145 | 2.2593 | 0.10148 | 1.945 | 0.42101 | 0.013196 | 0.60909 | 0.45796 | 0.12518 | 0.070751 | 12.967 | 7.3522 | 9.2689
721 | 44873.3906 | 0.84918 | 0.91586 | 1.5105 | 1.3834 | 9.6286 | 0.93664 | 3.7141 | 1.9938 | 0.97315 | 0.028463 | 9.1628 | 2.1649 | 0.43656 | 0.32418 | 0.14522 | 0.28748 | 0.072998 | 0.14056 | 0.42112 | 0.2185 | 2.7227 | 2.3977 | 0.081961 | 2.1216 | 0.43989 | 0.012557 | 0.57592 | 0.48037 | 0.12446 | 0.071298 | 11.1311 | 6.9295 | 8.5525
722 | 46605.1764 | 0.9481 | 0.87593 | 1.202 | 1.2904 | 11.948 | 3.2987 | 3.4315 | 1.565 | 0.32913 | 0.0629 | 7.4841 | 0.6855 | 0.37028 | 0.31834 | 0.13639 | 0.36529 | 0.080444 | 0.12138 | 0.45986 | 0.17517 | 2.2226 | 2.3538 | 0.097427 | 1.8391 | 0.48221 | 0.01549 | 0.6352 | 0.47056 | 0.12353 | 0.0714 | 10.0988 | 9.1813 | 10.141
723 | 53370.1336 | 0.91809 | 0.97617 | 1.5529 | 1.4411 | 10.4725 | 3.5574 | 2.1315 | 1.6428 | 0.90082 | 0.06157 | 6.9718 | 1.7393 | 0.14023 | 0.40242 | 0.12535 | 0.36341 | 0.079217 | 0.10131 | 0.42615 | 0.18061 | 2.1712 | 2.2015 | 0.091183 | 1.6685 | 0.43459 | 0.01302 | 0.64209 | 0.4682 | 0.12244 | 0.0644 | 9.7125 | 7.3211 | 10.155
724 | 51732.8137 | 0.8592 | 0.92122 | 1.0829 | 1.5769 | 10.0021 | 3.3846 | 3.0099 | 1.7762 | 0.79972 | 0.067573 | 6.5595 | 3.9947 | 0.22993 | 0.29316 | 0.16093 | 0.32634 | 0.080648 | 0.10533 | 0.45015 | 0.16894 | 2.5499 | 2.0869 | 0.081424 | 1.9227 | 0.47803 | 0.012755 | 0.53936 | 0.58166 | 0.11561 | 0.061172 | 10.0032 | 6.0605 | 11.552
725 | 43827.2974 | 0.80998 | 0.99045 | 1.3523 | 1.8391 | 12.9613 | 3.701 | 0.76669 | 0.54403 | 0.084412 | 0.073905 | 6.9437 | 2.1608 | 0.39006 | 0.37722 | 0.13861 | 0.30765 | 0.090431 | 0.12997 | 0.43698 | 0.18495 | 2.5377 | 2.4087 | 0.11016 | 1.9666 | 0.33342 | 0.013065 | 0.59579 | 0.50738 | 0.12043 | 0.077394 | 7.6135 | 8.421 | 10.715
726 | 56520.6606 | 0.99033 | 0.96015 | 1.1785 | 1.418 | 12.0201 | 3.2789 | 0.93945 | 0.99277 | 0.882 | 0.042741 | 8.7664 | 2.0278 | 0.12147 | 0.34271 | 0.1188 | 0.40876 | 0.078331 | 0.12179 | 0.45307 | 0.20069 | 2.1328 | 2.4992 | 0.099945 | 2.0872 | 0.48047 | 0.014246 | 0.51264 | 0.5138 | 0.12306 | 0.065788 | 7.6626 | 9.0691 | 11.3323
727 | 52765.0437 | 0.88465 | 0.87084 | 1.1008 | 1.2525 | 9.6749 | 2.7251 | 2.4389 | 0.90382 | 0.24625 | 0.064857 | 8.746 | 2.2421 | 0.25313 | 0.29589 | 0.13912 | 0.3024 | 0.094287 | 0.13239 | 0.51606 | 0.20562 | 2.4996 | 2.4298 | 0.096535 | 1.631 | 0.4582 | 0.014833 | 0.53009 | 0.49739 | 0.10625 | 0.075277 | 10.6188 | 6.4672 | 10.4911
728 | 46078.6179 | 0.85703 | 0.92954 | 1.1111 | 1.2768 | 12.9029 | 3.3401 | 2.9222 | 1.1705 | 0.95784 | 0.034835 | 9.6038 | 0.83385 | 0.24988 | 0.37508 | 0.12852 | 0.37305 | 0.0855 | 0.12529 | 0.48698 | 0.20413 | 2.4408 | 2.194 | 0.075379 | 1.9356 | 0.41609 | 0.014004 | 0.57856 | 0.46338 | 0.11953 | 0.082835 | 7.9625 | 6.2449 | 12.4426
729 | 39297.3794 | 0.93361 | 0.84894 | 1.3146 | 1.4469 | 10.9656 | 2.6796 | 1.6946 | 0.9042 | 1.1291 | 0.033768 | 6.0327 | 3.1753 | 0.32675 | 0.32557 | 0.13287 | 0.33802 | 0.065504 | 0.13897 | 0.40511 | 0.20875 | 2.2173 | 2.4679 | 0.086028 | 1.5904 | 0.48628 | 0.014518 | 0.61523 | 0.46075 | 0.12369 | 0.063651 | 9.5532 | 9.6259 | 15.005
730 | 48916.7082 | 0.83065 | 0.97547 | 1.3328 | 1.6261 | 12.0511 | 1.5318 | 1.4309 | 1.0175 | 0.61428 | 0.040446 | 8.4859 | 2.5295 | 0.41328 | 0.34958 | 0.12876 | 0.3051 | 0.073202 | 0.14048 | 0.39035 | 0.20975 | 2.1449 | 2.5916 | 0.081776 | 1.786 | 0.39661 | 0.010248 | 0.4729 | 0.4698 | 0.10409 | 0.072229 | 8.477 | 7.4714 | 11.948
731 | 49866.4348 | 0.79667 | 0.88393 | 1.547 | 1.636 | 14.8968 | 1.8007 | 3.95 | 1.6659 | 0.32421 | 0.051561 | 8.4062 | 0.50481 | 0.23298 | 0.30537 | 0.17345 | 0.37401 | 0.078644 | 0.12686 | 0.49694 | 0.2231 | 2.0743 | 2.4972 | 0.091914 | 1.9379 | 0.48332 | 0.010301 | 0.48336 | 0.39682 | 0.12513 | 0.086138 | 8.2366 | 6.0792 | 15.3218
732 | 53548.8872 | 0.80232 | 0.72535 | 1.3345 | 1.5921 | 10.4373 | 4.004 | 3.3921 | 1.0436 | 0.05991 | 0.041163 | 9.8679 | 3.0573 | 0.43088 | 0.34731 | 0.11853 | 0.36022 | 0.078836 | 0.14738 | 0.55218 | 0.19891 | 2.0378 | 2.1171 | 0.095888 | 1.7905 | 0.42587 | 0.013866 | 0.60364 | 0.55259 | 0.13744 | 0.072927 | 8.5626 | 6.4019 | 10.2392
733 | 38403.3273 | 0.77159 | 0.81588 | 0.97182 | 1.4169 | 8.2755 | 2.1812 | 1.9989 | 0.77403 | 0.058106 | 0.046639 | 6.5187 | 2.8473 | 0.18214 | 0.39703 | 0.11406 | 0.34708 | 0.082197 | 0.1344 | 0.45384 | 0.23248 | 2.4366 | 2.0283 | 0.06788 | 1.9573 | 0.43809 | 0.013139 | 0.62663 | 0.47993 | 0.1301 | 0.056781 | 11.5627 | 9.7268 | 13.3971
734 | 46793.8903 | 0.94377 | 0.98432 | 1.3302 | 1.5879 | 7.1254 | 1.8363 | 3.3316 | 1.1788 | 0.46615 | 0.026061 | 9.9207 | 0.98931 | 0.31702 | 0.36383 | 0.13475 | 0.33543 | 0.070923 | 0.13995 | 0.48776 | 0.19673 | 2.3538 | 2.1195 | 0.096921 | 1.7748 | 0.39872 | 0.010926 | 0.46335 | 0.47185 | 0.12405 | 0.059518 | 11.9989 | 7.7246 | 15.3362
735 | 35286.9986 | 0.75405 | 0.85319 | 0.96405 | 1.373 | 12.6988 | 3.9757 | 2.2684 | 1.3582 | 0.53968 | 0.020419 | 6.045 | 1.407 | 0.28595 | 0.27775 | 0.14447 | 0.31049 | 0.07503 | 0.15093 | 0.41941 | 0.18488 | 2.2884 | 2.6513 | 0.092659 | 2.1946 | 0.4371 | 0.01239 | 0.50178 | 0.45592 | 0.11663 | 0.073919 | 9.7629 | 7.6129 | 14.3199
736 | 37890.8505 | 0.82753 | 0.84768 | 1.0228 | 1.6823 | 9.9757 | 3.6867 | 1.7228 | 0.82838 | 0.65274 | 0.073277 | 8.6189 | 2.9022 | 0.35245 | 0.37139 | 0.12279 | 0.41064 | 0.077815 | 0.14859 | 0.46158 | 0.18867 | 1.9347 | 2.6814 | 0.080318 | 1.9917 | 0.41743 | 0.014496 | 0.50409 | 0.47359 | 0.13261 | 0.070906 | 9.9779 | 6.3809 | 10.5096
737 | 38700.5802 | 0.83374 | 0.8682 | 0.96225 | 1.617 | 12.3948 | 5.0435 | 2.0445 | 0.64569 | 0.79551 | 0.033515 | 8.4887 | 1.9446 | 0.11455 | 0.32026 | 0.12731 | 0.2991 | 0.073838 | 0.1203 | 0.42454 | 0.21497 | 2.6614 | 2.032 | 0.075795 | 1.9344 | 0.38783 | 0.012844 | 0.5594 | 0.49494 | 0.13436 | 0.069491 | 10.4413 | 8.3888 | 9.3469
738 | 47653.4646 | 0.90869 | 0.89611 | 1.4745 | 1.6538 | 7.5146 | 3.829 | 1.1909 | 1.4002 | 1.1655 | 0.04094 | 7.7155 | 3.4511 | 0.31139 | 0.3735 | 0.15005 | 0.32637 | 0.091548 | 0.15179 | 0.50162 | 0.21525 | 2.3433 | 2.0816 | 0.10503 | 2.208 | 0.38417 | 0.013183 | 0.64678 | 0.55391 | 0.13078 | 0.066763 | 9.4815 | 6.8435 | 10.4654
739 | 43220.059 | 0.84328 | 0.74863 | 1.4149 | 1.389 | 16.3738 | 1.9184 | 2.286 | 1.3837 | 0.73221 | 0.025092 | 6.8089 | 1.0255 | 0.12519 | 0.38529 | 0.11099 | 0.33049 | 0.069648 | 0.12653 | 0.48833 | 0.21932 | 2.4478 | 2.0188 | 0.10816 | 1.7003 | 0.45399 | 0.011836 | 0.58284 | 0.46731 | 0.10829 | 0.067631 | 11.858 | 6.4054 | 11.3731
740 | 43381.5334 | 0.84177 | 0.90741 | 1.5482 | 1.8448 | 5.2723 | 2.7469 | 2.6856 | 0.69912 | 0.54947 | 0.059374 | 7.3353 | 1.4512 | 0.2114 | 0.31062 | 0.1287 | 0.40203 | 0.07165 | 0.13916 | 0.40607 | 0.16719 | 2.3241 | 1.7495 | 0.10024 | 1.9324 | 0.42235 | 0.013518 | 0.6469 | 0.4794 | 0.12032 | 0.079105 | 10.1451 | 8.0305 | 9.4988
741 | 48878.3923 | 0.89849 | 0.74077 | 1.0279 | 1.364 | 9.4944 | 2.8757 | 1.1984 | 0.70689 | 0.23135 | 0.051384 | 8.3372 | 3.8996 | 0.30527 | 0.3725 | 0.15563 | 0.33081 | 0.097059 | 0.12176 | 0.44913 | 0.18826 | 1.9401 | 2.2335 | 0.086405 | 1.5611 | 0.48242 | 0.013419 | 0.4908 | 0.44774 | 0.1193 | 0.0701 | 10.481 | 9.6887 | 10.821
742 | 40081.8545 | 0.76388 | 0.91014 | 1.371 | 1.2689 | 5.8984 | 2.6341 | 2.6118 | 0.53359 | 0.54223 | 0.038613 | 9.4392 | 2.2207 | 0.2619 | 0.29088 | 0.12227 | 0.3789 | 0.077889 | 0.11932 | 0.48619 | 0.19041 | 2.0885 | 1.7988 | 0.0844 | 2.2776 | 0.46916 | 0.015643 | 0.57666 | 0.42235 | 0.11855 | 0.063505 | 9.682 | 9.3886 | 13.7022
743 | 48508.7565 | 0.9341 | 0.8004 | 1.2407 | 1.6773 | 15.2685 | 2.7417 | 1.4718 | 0.56673 | 0.28109 | 0.04608 | 9.5731 | 0.8817 | 0.20543 | 0.39377 | 0.15819 | 0.3454 | 0.077773 | 0.14347 | 0.48472 | 0.20795 | 2.1676 | 1.9513 | 0.080067 | 1.8951 | 0.5026 | 0.011518 | 0.5635 | 0.50798 | 0.097845 | 0.065853 | 6.3262 | 9.9967 | 10.0477
744 | 51540.6599 | 0.84572 | 0.91998 | 1.0249 | 1.4912 | 6.8939 | 2.7979 | 2.2377 | 1.6289 | 0.92233 | 0.024473 | 8.3887 | 1.8235 | 0.25999 | 0.27633 | 0.14087 | 0.34472 | 0.09368 | 0.13009 | 0.39791 | 0.16613 | 2.524 | 2.1936 | 0.097835 | 2.0993 | 0.45342 | 0.014853 | 0.53854 | 0.56563 | 0.14454 | 0.069661 | 14.0737 | 8.0046 | 12.2461
745 | 47033.3701 | 0.96267 | 0.76527 | 1.4004 | 1.2507 | 10.7718 | 5.0841 | 1.5712 | 0.9997 | 1.192 | 0.044069 | 7.9182 | 2.4879 | 0.25265 | 0.30648 | 0.13243 | 0.30979 | 0.084889 | 0.11922 | 0.47218 | 0.20165 | 2.6987 | 2.4149 | 0.10808 | 2.2707 | 0.41422 | 0.014913 | 0.5763 | 0.55454 | 0.12165 | 0.070878 | 8.3011 | 8.3278 | 14.0338
746 | 50023.3847 | 0.75383 | 0.97341 | 1.2272 | 1.7468 | 11.9419 | 1.0635 | 3.7916 | 1.9154 | 0.80951 | 0.035248 | 9.5486 | 1.5582 | 0.15092 | 0.39602 | 0.13164 | 0.34229 | 0.09303 | 0.15035 | 0.41503 | 0.2062 | 2.321 | 2.1576 | 0.10011 | 2.0535 | 0.40743 | 0.012087 | 0.48794 | 0.48472 | 0.13086 | 0.064145 | 8.956 | 9.6587 | 13.5814
747 | 37795.5861 | 0.96703 | 0.886 | 1.3175 | 1.3673 | 15.0887 | 3.2507 | 2.6706 | 1.8616 | 0.72624 | 0.048898 | 6.8817 | 3.4103 | 0.37048 | 0.3352 | 0.14767 | 0.3504 | 0.08063 | 0.11098 | 0.55064 | 0.22204 | 2.0112 | 1.9548 | 0.085049 | 1.7468 | 0.41506 | 0.012063 | 0.48458 | 0.47383 | 0.13216 | 0.07152 | 9.4403 | 6.3947 | 12.3708
748 | 41606.0809 | 0.86365 | 0.90709 | 1.5193 | 1.8423 | 10.7412 | 1.1617 | 0.85622 | 0.86528 | 0.57995 | 0.036167 | 6.409 | 2.9507 | 0.13065 | 0.28286 | 0.16182 | 0.36575 | 0.086155 | 0.14499 | 0.40896 | 0.18464 | 2.0348 | 2.674 | 0.084194 | 1.8925 | 0.42487 | 0.013411 | 0.55321 | 0.4636 | 0.12327 | 0.065035 | 10.9593 | 7.5487 | 14.4944
749 | 57266.213 | 0.94734 | 0.97787 | 1.3276 | 1.5566 | 14.4383 | 3.2671 | 0.8001 | 1.8717 | 0.86464 | 0.062305 | 8.1191 | 2.4978 | 0.21669 | 0.29852 | 0.14002 | 0.34438 | 0.079304 | 0.13272 | 0.40662 | 0.21896 | 2.1593 | 1.9186 | 0.095411 | 1.8888 | 0.39992 | 0.013387 | 0.44299 | 0.52882 | 0.11446 | 0.066572 | 9.1964 | 8.6019 | 9.5896
750 | 53345.0414 | 0.87197 | 0.78925 | 1.1926 | 1.559 | 13.5012 | 2.7097 | 3.6578 | 1.8881 | 1.0372 | 0.071816 | 6.8869 | 2.5708 | 0.13247 | 0.36622 | 0.13727 | 0.38733 | 0.088817 | 0.13799 | 0.39774 | 0.17502 | 2.4568 | 2.534 | 0.078676 | 2.0919 | 0.43162 | 0.013305 | 0.6332 | 0.50096 | 0.10891 | 0.078054 | 13.7494 | 7.9418 | 13.858
751 | 49802.4853 | 0.98883 | 0.91135 | 1.3495 | 1.8198 | 8.6179 | 4.5233 | 2.3342 | 1.5674 | 0.49621 | 0.061925 | 6.5862 | 1.5386 | 0.40242 | 0.33575 | 0.13004 | 0.36793 | 0.07714 | 0.1616 | 0.40048 | 0.21774 | 1.9986 | 1.9799 | 0.07604 | 1.7614 | 0.43256 | 0.01339 | 0.68933 | 0.51073 | 0.12333 | 0.06894 | 9.6413 | 8.1369 | 10.7848
752 | 46455.0383 | 0.76561 | 0.71762 | 1.1399 | 1.4323 | 10.0094 | 1.9887 | 2.5891 | 0.78732 | 0.50692 | 0.031341 | 8.3409 | 1.1795 | 0.3661 | 0.30638 | 0.13615 | 0.37013 | 0.086034 | 0.14179 | 0.48339 | 0.16435 | 1.8726 | 2.3943 | 0.087884 | 1.5861 | 0.3733 | 0.014064 | 0.6269 | 0.53642 | 0.11948 | 0.073419 | 11.8818 | 9.2711 | 9.1888
753 | 44008.929 | 0.96065 | 0.9043 | 1.5324 | 1.7953 | 10.8743 | 1.6882 | 1.4937 | 0.61398 | 1.1722 | 0.053106 | 8.5944 | 3.7309 | 0.27291 | 0.31968 | 0.14983 | 0.40303 | 0.07022 | 0.11907 | 0.35953 | 0.17439 | 2.3491 | 2.1112 | 0.072533 | 1.8013 | 0.42728 | 0.012856 | 0.58405 | 0.51598 | 0.11656 | 0.067108 | 8.7217 | 8.3955 | 8.1537
754 | 44164.5694 | 0.83168 | 0.80681 | 1.0574 | 1.5638 | 9.0754 | 2.3003 | 3.5608 | 1.6516 | 0.61497 | 0.036368 | 6.7559 | 2.4208 | 0.22129 | 0.36928 | 0.15118 | 0.36052 | 0.077687 | 0.11717 | 0.42641 | 0.17171 | 2.4673 | 2.3016 | 0.082579 | 1.7887 | 0.50171 | 0.011975 | 0.53586 | 0.56863 | 0.12113 | 0.07433 | 9.8655 | 6.5337 | 14.3468
755 | 35973.7767 | 0.78489 | 0.87848 | 1.1651 | 1.1832 | 11.8977 | 2.201 | 2.7858 | 1.7158 | 0.85315 | 0.066902 | 7.0707 | 3.6018 | 0.34931 | 0.3061 | 0.14501 | 0.28037 | 0.079036 | 0.13241 | 0.39703 | 0.17428 | 2.7265 | 2.3332 | 0.087379 | 1.6174 | 0.46342 | 0.014033 | 0.47835 | 0.45418 | 0.13447 | 0.061318 | 7.5315 | 7.251 | 13.2089
756 | 46337.8384 | 0.92141 | 0.82803 | 1.3232 | 1.1709 | 11.7314 | 1.7361 | 1.3302 | 1.0125 | 0.25258 | 0.058573 | 7.4745 | 1.9397 | 0.4282 | 0.32345 | 0.13216 | 0.31542 | 0.073649 | 0.11515 | 0.37589 | 0.21124 | 2.3223 | 2.0113 | 0.094632 | 1.9116 | 0.39272 | 0.015558 | 0.43977 | 0.41663 | 0.11477 | 0.069822 | 9.3331 | 9.2069 | 8.467
757 | 46676.193 | 0.81078 | 0.78851 | 1.2914 | 1.4129 | 15.5874 | 1.1042 | 3.2491 | 1.9851 | 0.84686 | 0.067702 | 8.3475 | 2.3984 | 0.32328 | 0.35257 | 0.15463 | 0.32365 | 0.083953 | 0.11117 | 0.49644 | 0.16904 | 2.5943 | 2.2992 | 0.083054 | 1.931 | 0.42825 | 0.011671 | 0.51447 | 0.42128 | 0.11523 | 0.072255 | 9.6159 | 7.6681 | 13.912
758 | 49884.9684 | 0.8106 | 0.9448 | 1.2775 | 1.7143 | 12.7115 | 2.8539 | 0.70987 | 1.3755 | 0.36022 | 0.075865 | 9.7048 | 1.125 | 0.30573 | 0.36288 | 0.1544 | 0.2966 | 0.082207 | 0.1465 | 0.4507 | 0.20514 | 1.9492 | 1.9934 | 0.090595 | 1.6624 | 0.44484 | 0.01117 | 0.4903 | 0.46915 | 0.12483 | 0.080023 | 8.9752 | 6.1346 | 14.053
759 | 46534.1762 | 0.85503 | 0.93721 | 1.5521 | 1.7797 | 10.1478 | 2.9371 | 2.0362 | 1.3077 | 0.86032 | 0.079823 | 7.5137 | 0.9554 | 0.19705 | 0.36208 | 0.14929 | 0.30814 | 0.082896 | 0.12183 | 0.4146 | 0.22693 | 2.1463 | 1.9529 | 0.079872 | 1.8565 | 0.3873 | 0.013951 | 0.53384 | 0.51633 | 0.11315 | 0.080341 | 9.214 | 9.4271 | 9.7145
760 | 43721.6867 | 0.77104 | 0.98921 | 1.4405 | 1.7502 | 10.1998 | 3.1607 | 0.81202 | 1.246 | 1.1999 | 0.062814 | 6.3399 | 2.5014 | 0.21967 | 0.28845 | 0.13943 | 0.32063 | 0.096828 | 0.14639 | 0.43908 | 0.19782 | 2.1424 | 2.0166 | 0.092843 | 1.5676 | 0.43671 | 0.015581 | 0.45842 | 0.38585 | 0.10783 | 0.075766 | 8.488 | 6.1019 | 13.6656
761 | 53044.8818 | 0.81257 | 0.88823 | 1.4105 | 1.3184 | 13.7206 | 1.421 | 2.2738 | 0.66206 | 0.88851 | 0.072694 | 6.6941 | 3.6857 | 0.11537 | 0.34347 | 0.1504 | 0.37429 | 0.092299 | 0.12961 | 0.44525 | 0.1788 | 2.3921 | 2.5103 | 0.083431 | 1.9789 | 0.48143 | 0.01515 | 0.5512 | 0.44017 | 0.10192 | 0.063407 | 9.1324 | 6.8525 | 11.6096
762 | 46868.7648 | 0.75738 | 0.80157 | 1.0221 | 1.1534 | 11.9128 | 4.4513 | 2.014 | 0.46117 | 0.35148 | 0.028098 | 6.6852 | 3.3674 | 0.23332 | 0.38275 | 0.13426 | 0.27641 | 0.075317 | 0.12593 | 0.45522 | 0.21724 | 2.1132 | 2.0782 | 0.093394 | 1.8509 | 0.53976 | 0.014462 | 0.5417 | 0.53419 | 0.10489 | 0.080816 | 8.9551 | 6.3733 | 12.3937
763 | 43963.8771 | 0.85396 | 0.91801 | 1.4983 | 1.1293 | 7.006 | 3.1011 | 3.0951 | 0.41527 | 0.22252 | 0.055787 | 8.974 | 1.5238 | 0.37502 | 0.38379 | 0.14368 | 0.3348 | 0.083 | 0.14953 | 0.45893 | 0.21432 | 2.2204 | 2.374 | 0.10241 | 2.1627 | 0.50687 | 0.01345 | 0.54512 | 0.46559 | 0.11389 | 0.066417 | 6.5127 | 7.5257 | 14.8252
764 | 47367.4611 | 0.92062 | 0.94129 | 1.3016 | 1.7319 | 8.7748 | 4.5006 | 1.598 | 1.3993 | 0.80814 | 0.064081 | 6.0088 | 0.98086 | 0.28386 | 0.30894 | 0.1352 | 0.31391 | 0.075491 | 0.13811 | 0.45562 | 0.16377 | 2.3201 | 2.35 | 0.092176 | 1.8524 | 0.41254 | 0.014479 | 0.57095 | 0.47106 | 0.099363 | 0.056268 | 11.0009 | 6.4742 | 9.9979
765 | 40286.1362 | 0.95627 | 0.83229 | 1.2735 | 1.1363 | 15.2343 | 3.5121 | 0.69711 | 1.7527 | 0.31352 | 0.055963 | 8.6247 | 3.1192 | 0.16512 | 0.3729 | 0.13331 | 0.33529 | 0.088525 | 0.11916 | 0.44794 | 0.1771 | 2.2961 | 2.4835 | 0.092296 | 2.2024 | 0.45173 | 0.012555 | 0.48864 | 0.50839 | 0.12719 | 0.069703 | 8.5843 | 6.8851 | 9.8077
766 | 41996.8604 | 0.86444 | 0.85454 | 1.3789 | 1.4141 | 10.6377 | 4.4651 | 3.4344 | 1.8003 | 0.48209 | 0.035821 | 7.7195 | 0.93805 | 0.37966 | 0.30112 | 0.13055 | 0.32673 | 0.06822 | 0.10282 | 0.5189 | 0.2147 | 2.2957 | 2.6869 | 0.10124 | 1.946 | 0.43009 | 0.010397 | 0.5585 | 0.45745 | 0.14527 | 0.059272 | 9.6267 | 8.344 | 13.3689
767 | 44461.9415 | 0.76154 | 0.72463 | 1.4642 | 1.2797 | 8.528 | 2.2035 | 2.3998 | 1.8933 | 1.126 | 0.070002 | 7.4598 | 1.097 | 0.28199 | 0.33334 | 0.12527 | 0.35503 | 0.079476 | 0.128 | 0.38313 | 0.19743 | 2.4144 | 2.6612 | 0.091709 | 2.1642 | 0.49635 | 0.013425 | 0.53827 | 0.43945 | 0.1021 | 0.070945 | 10.2173 | 9.6183 | 14.2053
768 | 44588.9174 | 0.93235 | 0.94441 | 1.3416 | 1.5121 | 12.7736 | 2.4599 | 0.52978 | 0.95803 | 0.60117 | 0.041575 | 7.0929 | 3.6664 | 0.43218 | 0.31967 | 0.14188 | 0.38257 | 0.080541 | 0.13479 | 0.43328 | 0.22755 | 2.3658 | 2.4264 | 0.090906 | 1.9981 | 0.38825 | 0.010446 | 0.68764 | 0.38663 | 0.10507 | 0.06243 | 8.5104 | 6.884 | 11.9881
769 | 41208.1139 | 0.92278 | 0.7723 | 1.1592 | 1.6476 | 12.192 | 5.0048 | 0.61315 | 1.503 | 0.26998 | 0.021243 | 7.1848 | 2.2129 | 0.429 | 0.39328 | 0.1285 | 0.35587 | 0.087611 | 0.1273 | 0.41597 | 0.18757 | 2.192 | 1.8175 | 0.087705 | 2.1366 | 0.41853 | 0.012835 | 0.63963 | 0.59006 | 0.13545 | 0.07046 | 10.5069 | 6.8692 | 9.8983
770 | 47756.0444 | 0.76108 | 0.71792 | 1.263 | 1.4984 | 13.072 | 2.4665 | 1.0129 | 0.68816 | 0.1411 | 0.048007 | 9.0915 | 1.5307 | 0.15371 | 0.3412 | 0.1462 | 0.34589 | 0.064841 | 0.13469 | 0.45739 | 0.19875 | 2.3317 | 2.2417 | 0.10779 | 1.6449 | 0.47114 | 0.012304 | 0.62552 | 0.50867 | 0.11527 | 0.067822 | 9.7321 | 6.9822 | 14.3395
771 | 46499.4806 | 0.88907 | 0.83622 | 1.3909 | 1.239 | 9.2444 | 2.4626 | 0.56382 | 0.60555 | 1.022 | 0.055649 | 6.1673 | 3.317 | 0.38753 | 0.38563 | 0.13126 | 0.36916 | 0.081552 | 0.1548 | 0.44205 | 0.23379 | 2.7378 | 2.5753 | 0.098758 | 1.7512 | 0.34464 | 0.014307 | 0.50017 | 0.46616 | 0.12546 | 0.065874 | 9.3877 | 8.0407 | 11.1482
772 | 41364.4857 | 0.87217 | 0.98678 | 1.3703 | 1.5216 | 14.201 | 3.233 | 2.6906 | 0.40338 | 0.42498 | 0.047224 | 8.9588 | 3.5314 | 0.39083 | 0.28913 | 0.13653 | 0.30414 | 0.083828 | 0.13415 | 0.4307 | 0.15948 | 2.452 | 2.1053 | 0.087955 | 1.8909 | 0.39116 | 0.013016 | 0.61487 | 0.46929 | 0.10295 | 0.064993 | 11.1207 | 9.5654 | 13.7462
773 | 44537.5152 | 0.97369 | 0.77829 | 1.247 | 1.6522 | 14.3391 | 1.7633 | 1.4239 | 1.8399 | 0.38241 | 0.066695 | 9.4437 | 2.8572 | 0.26656 | 0.38354 | 0.14258 | 0.37724 | 0.087414 | 0.13286 | 0.40345 | 0.21326 | 2.5703 | 2.3888 | 0.070472 | 1.7555 | 0.45892 | 0.011652 | 0.60952 | 0.4649 | 0.11715 | 0.075718 | 13.297 | 9.1636 | 11.4883
774 | 49517.7604 | 0.94755 | 0.83964 | 1.5591 | 1.6626 | 9.5138 | 2.3068 | 0.54219 | 0.54889 | 1.1504 | 0.069177 | 9.9748 | 1.6759 | 0.34121 | 0.36176 | 0.15791 | 0.37667 | 0.064256 | 0.12199 | 0.49506 | 0.2402 | 2.7015 | 2.4416 | 0.088839 | 1.9482 | 0.43753 | 0.011646 | 0.48621 | 0.53824 | 0.11146 | 0.067883 | 7.8164 | 8.5133 | 15.3733
775 | 50142.3913 | 0.77098 | 0.8688 | 1.5162 | 1.6851 | 7.9143 | 3.6591 | 1.5386 | 1.5768 | 0.60993 | 0.057498 | 6.9632 | 1.7655 | 0.42705 | 0.32724 | 0.15772 | 0.31902 | 0.089333 | 0.1242 | 0.47438 | 0.21847 | 2.5017 | 2.0063 | 0.10461 | 1.9926 | 0.38388 | 0.013002 | 0.55435 | 0.47665 | 0.10521 | 0.066328 | 8.8779 | 9.1899 | 10.5496
776 | 48278.2243 | 0.89738 | 0.76501 | 1.4697 | 1.7397 | 9.8691 | 1.9377 | 1.1461 | 1.6257 | 0.51818 | 0.036539 | 6.4508 | 1.5984 | 0.28096 | 0.2812 | 0.12268 | 0.36267 | 0.084318 | 0.12154 | 0.43554 | 0.21377 | 2.3228 | 2.4317 | 0.088541 | 1.7831 | 0.39649 | 0.010266 | 0.59025 | 0.49154 | 0.11919 | 0.07826 | 12.2055 | 8.9898 | 9.0213
777 | 47890.382 | 0.85842 | 0.85031 | 0.94485 | 1.2782 | 15.7019 | 4.2221 | 1.7427 | 1.8317 | 0.56053 | 0.07933 | 7.6881 | 2.8659 | 0.42028 | 0.30206 | 0.13977 | 0.3569 | 0.076536 | 0.14263 | 0.42224 | 0.22009 | 2.1015 | 2.0335 | 0.089299 | 1.4224 | 0.36143 | 0.013841 | 0.54687 | 0.45092 | 0.10658 | 0.063725 | 13.6376 | 8.7505 | 15.3957
778 | 49710.7331 | 0.86389 | 0.84184 | 1.4605 | 1.1673 | 11.356 | 1.9497 | 1.957 | 1.9702 | 0.95028 | 0.03976 | 6.4839 | 0.86149 | 0.24112 | 0.31592 | 0.12253 | 0.33057 | 0.092708 | 0.1198 | 0.45441 | 0.18416 | 1.905 | 2.501 | 0.087519 | 1.5188 | 0.48425 | 0.013873 | 0.57054 | 0.56042 | 0.13138 | 0.073594 | 6.1413 | 6.4274 | 12.5077
779 | 53248.0173 | 0.90759 | 0.78299 | 1.0505 | 1.8256 | 10.8242 | 3.2183 | 1.0668 | 0.84971 | 1.0991 | 0.074784 | 7.6489 | 3.4916 | 0.33608 | 0.37838 | 0.15127 | 0.30026 | 0.093986 | 0.12707 | 0.37176 | 0.2172 | 2.596 | 1.7228 | 0.09946 | 2.0712 | 0.44233 | 0.013981 | 0.47353 | 0.50191 | 0.10999 | 0.066373 | 8.9329 | 8.2627 | 9.3189
780 | 51472.232 | 0.96797 | 0.82477 | 1.1692 | 1.4932 | 6.0516 | 2.6059 | 3.6076 | 0.58563 | 0.43931 | 0.059332 | 6.4027 | 3.1805 | 0.14987 | 0.29936 | 0.12407 | 0.27813 | 0.071002 | 0.15599 | 0.46006 | 0.20398 | 2.4582 | 2.2788 | 0.092677 | 1.8438 | 0.48401 | 0.011237 | 0.52692 | 0.53026 | 0.10731 | 0.076615 | 10.8948 | 6.8357 | 12.0521
781 | 49160.8683 | 0.96877 | 0.94964 | 1.1659 | 1.1657 | 6.431 | 4.0229 | 3.9578 | 1.8854 | 0.69359 | 0.032831 | 8.5793 | 1.2014 | 0.29159 | 0.31001 | 0.14247 | 0.35938 | 0.084196 | 0.15051 | 0.38173 | 0.19849 | 2.2094 | 2.0526 | 0.083257 | 1.7135 | 0.46041 | 0.011447 | 0.61246 | 0.50214 | 0.13267 | 0.061867 | 7.9775 | 7.8401 | 12.2288
782 | 40062.7711 | 0.88532 | 0.85021 | 1.457 | 1.7119 | 12.0847 | 4.9618 | 0.57549 | 1.1581 | 0.95132 | 0.033253 | 8.9166 | 0.83028 | 0.12917 | 0.29304 | 0.13113 | 0.31754 | 0.075388 | 0.13502 | 0.52969 | 0.18011 | 1.7916 | 2.3852 | 0.070799 | 1.9163 | 0.36996 | 0.01488 | 0.54781 | 0.49416 | 0.11617 | 0.073888 | 8.0122 | 8.4151 | 8.5022
783 | 48151.8222 | 0.92049 | 0.86902 | 1.3975 | 1.4641 | 8.1809 | 2.828 | 1.2809 | 1.1478 | 0.41313 | 0.067139 | 9.644 | 1.2896 | 0.39414 | 0.37502 | 0.14396 | 0.37652 | 0.093486 | 0.15942 | 0.46893 | 0.22375 | 2.2363 | 2.1626 | 0.090231 | 1.4816 | 0.43523 | 0.011827 | 0.53146 | 0.56059 | 0.11551 | 0.056049 | 9.1691 | 9.7298 | 10.6405
784 | 51555.3708 | 0.94193 | 0.82115 | 1.4125 | 1.8698 | 14.7352 | 2.3713 | 2.822 | 1.7724 | 1.0512 | 0.069897 | 9.3457 | 3.8198 | 0.32858 | 0.3423 | 0.12664 | 0.34084 | 0.072941 | 0.14578 | 0.44652 | 0.22417 | 2.3173 | 1.8944 | 0.098335 | 1.9847 | 0.45532 | 0.013381 | 0.56657 | 0.47783 | 0.12682 | 0.068073 | 10.1027 | 6.0572 | 15.8374
785 | 51361.5307 | 0.82925 | 0.93859 | 1.1341 | 1.2298 | 10.5294 | 4.1726 | 1.2947 | 1.1216 | 0.87946 | 0.034504 | 9.1385 | 2.7037 | 0.27799 | 0.33494 | 0.11324 | 0.39792 | 0.067913 | 0.15802 | 0.44665 | 0.2165 | 2.0968 | 2.5112 | 0.095729 | 2.0576 | 0.5116 | 0.011 | 0.58155 | 0.58629 | 0.1441 | 0.067757 | 8.4796 | 6.846 | 13.1335
786 | 50571.9917 | 0.82278 | 0.7389 | 1.2084 | 1.8496 | 9.286 | 2.7118 | 1.1789 | 1.9746 | 1.1669 | 0.055435 | 6.0138 | 3.4405 | 0.18823 | 0.37526 | 0.1166 | 0.37869 | 0.076101 | 0.13327 | 0.50255 | 0.18229 | 2.3724 | 1.9455 | 0.091034 | 2.0081 | 0.48393 | 0.010701 | 0.66688 | 0.44991 | 0.11701 | 0.064768 | 8.6532 | 7.013 | 15.2069
787 | 52846.0057 | 0.84114 | 0.75027 | 1.2949 | 1.3358 | 12.1375 | 1.8837 | 3.6398 | 1.2153 | 0.28766 | 0.021055 | 7.107 | 3.6062 | 0.16072 | 0.3153 | 0.11284 | 0.34555 | 0.079364 | 0.11792 | 0.50478 | 0.17816 | 2.0877 | 2.3401 | 0.094819 | 1.5496 | 0.40631 | 0.014049 | 0.62217 | 0.51814 | 0.098192 | 0.067051 | 12.6655 | 7.3823 | 10.3471
788 | 45279.9537 | 0.82326 | 0.71976 | 0.95322 | 1.6562 | 8.3789 | 4.5567 | 0.52037 | 0.8842 | 0.52939 | 0.078531 | 6.5994 | 3.9413 | 0.17953 | 0.29075 | 0.1154 | 0.34144 | 0.070889 | 0.10332 | 0.43927 | 0.18559 | 2.2187 | 2.3787 | 0.10799 | 2.0645 | 0.33932 | 0.011552 | 0.49871 | 0.49108 | 0.1158 | 0.067489 | 9.4633 | 7.9997 | 13.4809
789 | 49425.2967 | 0.86938 | 0.86187 | 1.1406 | 1.5279 | 12.072 | 3.2241 | 2.4609 | 1.4287 | 0.35619 | 0.075232 | 9.6988 | 1.5167 | 0.17721 | 0.28263 | 0.15735 | 0.38411 | 0.072374 | 0.1274 | 0.52383 | 0.19397 | 2.41 | 2.2304 | 0.080634 | 1.7266 | 0.44894 | 0.0155 | 0.4679 | 0.51647 | 0.13549 | 0.078431 | 12.2454 | 7.6954 | 9.4427
790 | 50364.353 | 0.79395 | 0.79412 | 1.0415 | 1.8144 | 15.5485 | 2.3724 | 1.6373 | 0.47284 | 0.75811 | 0.072936 | 8.7962 | 0.55676 | 0.39339 | 0.28165 | 0.16339 | 0.31104 | 0.080797 | 0.12726 | 0.54912 | 0.19716 | 2.4975 | 2.3202 | 0.10216 | 1.841 | 0.38177 | 0.012798 | 0.62786 | 0.43586 | 0.13915 | 0.08228 | 13.5383 | 8.7997 | 12.1534
791 | 45394.882 | 0.97843 | 0.93694 | 1.449 | 1.4838 | 11.9169 | 4.2909 | 3.1055 | 0.93825 | 0.74941 | 0.028183 | 8.6761 | 3.4504 | 0.42759 | 0.30969 | 0.11431 | 0.32988 | 0.084437 | 0.11385 | 0.51494 | 0.2292 | 2.1441 | 2.455 | 0.08582 | 1.9619 | 0.34201 | 0.012562 | 0.54125 | 0.39331 | 0.11122 | 0.069057 | 10.112 | 9.0913 | 10.119
792 | 51407.2936 | 0.93838 | 0.83703 | 1.1912 | 1.8189 | 13.876 | 2.2948 | 1.5923 | 0.76085 | 0.82689 | 0.034611 | 8.8626 | 3.6412 | 0.37125 | 0.36881 | 0.1263 | 0.37936 | 0.0783 | 0.11356 | 0.54529 | 0.20396 | 2.4628 | 2.206 | 0.081621 | 2.0946 | 0.45242 | 0.013479 | 0.50437 | 0.55351 | 0.12523 | 0.058167 | 11.6062 | 9.2562 | 11.7288
793 | 42276.4812 | 0.99969 | 0.96114 | 1.5235 | 1.3862 | 13.4424 | 2.0123 | 0.88882 | 0.88986 | 0.16579 | 0.049682 | 6.1377 | 2.2473 | 0.14818 | 0.28886 | 0.154 | 0.28588 | 0.089584 | 0.15395 | 0.51623 | 0.20374 | 2.5144 | 1.9767 | 0.089548 | 1.7286 | 0.37056 | 0.015229 | 0.61377 | 0.51718 | 0.11284 | 0.070074 | 12.7533 | 7.6068 | 10.2698
794 | 46702.1885 | 0.79036 | 0.87338 | 1.2747 | 1.4687 | 10.4475 | 2.7723 | 3.5084 | 1.3935 | 1.1112 | 0.022709 | 9.234 | 2.196 | 0.34264 | 0.34825 | 0.12609 | 0.27893 | 0.084061 | 0.13762 | 0.47294 | 0.17333 | 2.3482 | 2.636 | 0.087576 | 1.6814 | 0.48272 | 0.011214 | 0.52886 | 0.50049 | 0.10906 | 0.07248 | 12.2652 | 9.7566 | 12.7159
795 | 55044.4283 | 0.90582 | 0.87559 | 1.2441 | 1.7844 | 10.9484 | 3.5606 | 1.892 | 1.3175 | 0.51436 | 0.069779 | 9.0439 | 3.5673 | 0.28726 | 0.27366 | 0.13375 | 0.37466 | 0.072827 | 0.13537 | 0.43822 | 0.22074 | 1.9809 | 2.4353 | 0.095211 | 2.0479 | 0.4916 | 0.013625 | 0.58586 | 0.46953 | 0.11392 | 0.062368 | 8.2621 | 8.4322 | 9.9628
796 | 43767.399 | 0.81476 | 0.93414 | 1.0799 | 1.6004 | 12.5381 | 2.8241 | 2.6992 | 1.8948 | 0.89509 | 0.039998 | 6.8353 | 1.2664 | 0.37314 | 0.3799 | 0.12843 | 0.34513 | 0.080353 | 0.13598 | 0.39735 | 0.22056 | 2.205 | 2.4795 | 0.095059 | 1.7304 | 0.40448 | 0.011017 | 0.64448 | 0.50667 | 0.10445 | 0.057202 | 12.7976 | 6.9031 | 9.6761
797 | 50759.4771 | 0.94531 | 0.92412 | 0.95047 | 1.8 | 12.2769 | 2.1028 | 3.3434 | 0.55333 | 0.92745 | 0.02167 | 6.6976 | 3.6374 | 0.40413 | 0.3585 | 0.14724 | 0.35315 | 0.077849 | 0.11305 | 0.35367 | 0.2019 | 2.2661 | 1.7248 | 0.086688 | 1.8537 | 0.47641 | 0.012625 | 0.5503 | 0.53076 | 0.10474 | 0.066664 | 10.0334 | 6.1116 | 13.0033
798 | 50867.0601 | 0.82373 | 0.99932 | 1.5022 | 1.2701 | 12.8825 | 1.8217 | 3.6005 | 1.0746 | 0.091936 | 0.075598 | 8.139 | 3.5292 | 0.23624 | 0.3576 | 0.1234 | 0.3685 | 0.091925 | 0.15047 | 0.36749 | 0.23862 | 2.3587 | 2.0881 | 0.092074 | 1.8375 | 0.39671 | 0.012747 | 0.56986 | 0.48517 | 0.12278 | 0.073864 | 7.9497 | 7.6871 | 8.4363
799 | 40852.6079 | 0.97111 | 0.85358 | 0.94636 | 1.372 | 6.9108 | 3.7937 | 1.2873 | 0.8586 | 1.1976 | 0.075731 | 8.9917 | 0.82283 | 0.23178 | 0.29401 | 0.12418 | 0.30511 | 0.086097 | 0.13602 | 0.43735 | 0.18155 | 2.1426 | 2.4737 | 0.10199 | 1.6732 | 0.43303 | 0.014083 | 0.55091 | 0.4861 | 0.1216 | 0.079268 | 7.9294 | 7.548 | 10.5252
800 | 46414.3426 | 0.96336 | 0.97477 | 1.3999 | 1.4021 | 11.408 | 3.3892 | 1.3002 | 1.2703 | 0.5096 | 0.05891 | 9.8861 | 1.0346 | 0.28963 | 0.28325 | 0.14384 | 0.33394 | 0.082392 | 0.11544 | 0.42414 | 0.18522 | 2.3266 | 2.3796 | 0.082956 | 2.162 | 0.40259 | 0.013236 | 0.63799 | 0.51756 | 0.13161 | 0.065498 | 7.363 | 8.1653 | 13.9484
801 | 52464.6726 | 0.90329 | 0.73113 | 1.1331 | 1.6645 | 9.6193 | 4.0345 | 0.60197 | 1.337 | 1.1182 | 0.031055 | 8.6977 | 2.9276 | 0.20873 | 0.30218 | 0.1428 | 0.36908 | 0.082831 | 0.14569 | 0.44709 | 0.1802 | 2.1108 | 1.8252 | 0.099635 | 1.6017 | 0.46828 | 0.011568 | 0.66518 | 0.46713 | 0.13944 | 0.069344 | 9.287 | 8.9114 | 8.9505
802 | 42338.1918 | 0.83785 | 0.93307 | 1.03 | 1.7836 | 15.8875 | 2.9299 | 3.0468 | 1.87 | 0.67472 | 0.029528 | 7.2688 | 3.304 | 0.4199 | 0.3504 | 0.13987 | 0.29646 | 0.079446 | 0.14537 | 0.50016 | 0.21859 | 1.9072 | 2.3262 | 0.089714 | 1.9473 | 0.42898 | 0.011626 | 0.44391 | 0.49274 | 0.10741 | 0.065964 | 8.1117 | 9.9649 | 9.081
803 | 46666.0333 | 0.94407 | 0.99817 | 1.3436 | 1.3566 | 9.0563 | 2.5741 | 2.3648 | 0.44383 | 0.12431 | 0.071427 | 7.3535 | 2.2654 | 0.29549 | 0.29268 | 0.13152 | 0.29803 | 0.070958 | 0.15736 | 0.43841 | 0.18733 | 2.3803 | 2.4093 | 0.079748 | 1.8591 | 0.42787 | 0.011835 | 0.57211 | 0.49841 | 0.10565 | 0.083214 | 11.459 | 7.7106 | 11.2298
804 | 46485.2327 | 0.9031 | 0.81055 | 1.0671 | 1.1275 | 11.5277 | 1.4963 | 3.0703 | 0.52348 | 0.098462 | 0.06458 | 9.5585 | 3.9541 | 0.19393 | 0.30251 | 0.16687 | 0.35361 | 0.095989 | 0.14198 | 0.42 | 0.18633 | 2.671 | 2.3479 | 0.090577 | 1.693 | 0.47131 | 0.013932 | 0.52286 | 0.50127 | 0.11545 | 0.060618 | 13.1175 | 8.6412 | 11.43
805 | 49459.0422 | 0.83283 | 0.72291 | 1.4608 | 1.794 | 9.7847 | 4.1324 | 3.1284 | 1.5808 | 0.071974 | 0.064196 | 8.4454 | 3.9071 | 0.43299 | 0.30072 | 0.13876 | 0.40659 | 0.075237 | 0.13091 | 0.42785 | 0.17744 | 1.9821 | 1.8594 | 0.10591 | 1.6127 | 0.42659 | 0.011233 | 0.61295 | 0.51887 | 0.14169 | 0.077789 | 7.7184 | 9.5778 | 15.3882
806 | 52099.9323 | 0.85932 | 0.78374 | 1.0616 | 1.511 | 11.7919 | 2.9693 | 2.7132 | 1.4309 | 0.85846 | 0.02513 | 8.3334 | 2.4348 | 0.38494 | 0.37038 | 0.14439 | 0.28148 | 0.087248 | 0.14189 | 0.40524 | 0.20531 | 2.3397 | 2.6024 | 0.077666 | 1.8242 | 0.39007 | 0.014894 | 0.63872 | 0.49801 | 0.13201 | 0.064077 | 10.6334 | 8.695 | 9.2452
807 | 48292.4564 | 0.98114 | 0.81161 | 1.2659 | 1.5952 | 9.7477 | 2.4262 | 3.6766 | 0.98296 | 0.29659 | 0.022439 | 8.8356 | 3.6584 | 0.27311 | 0.36446 | 0.15651 | 0.3482 | 0.066411 | 0.14362 | 0.44669 | 0.21781 | 2.3837 | 2.1644 | 0.088456 | 1.6226 | 0.49565 | 0.010935 | 0.64644 | 0.39836 | 0.09987 | 0.071865 | 11.1105 | 9.3077 | 15.905
808 | 55886.7571 | 0.78542 | 0.80251 | 1.4115 | 1.6148 | 5.5105 | 4.1263 | 2.5969 | 1.0945 | 0.2065 | 0.03083 | 9.6773 | 3.8424 | 0.34532 | 0.35654 | 0.13817 | 0.35005 | 0.064945 | 0.13016 | 0.53947 | 0.24117 | 2.3878 | 2.7982 | 0.088792 | 2.1933 | 0.40101 | 0.012257 | 0.59893 | 0.5449 | 0.11244 | 0.073645 | 13.3429 | 6.4496 | 15.067
809 | 55639.3026 | 0.78808 | 0.94176 | 1.0611 | 1.1507 | 14.1056 | 1.6192 | 1.1603 | 1.6953 | 1.1156 | 0.059638 | 7.5529 | 3.3949 | 0.12553 | 0.30993 | 0.1282 | 0.26845 | 0.0979 | 0.10998 | 0.39438 | 0.18712 | 2.4155 | 2.6136 | 0.095478 | 1.8197 | 0.5214 | 0.012368 | 0.48733 | 0.46771 | 0.11454 | 0.068525 | 6.85 | 9.1051 | 11.2111
810 | 40339.4973 | 0.76614 | 0.78008 | 1.1544 | 1.3881 | 9.7415 | 2.7054 | 0.55708 | 1.2417 | 0.069131 | 0.021154 | 9.3729 | 3.364 | 0.41432 | 0.36954 | 0.14121 | 0.3241 | 0.088344 | 0.12941 | 0.53188 | 0.22892 | 2.3581 | 2.3828 | 0.081041 | 1.8844 | 0.36619 | 0.011479 | 0.67114 | 0.40268 | 0.11412 | 0.077667 | 11.6658 | 7.4766 | 12.9315
811 | 44306.9044 | 0.80317 | 0.85976 | 1.1607 | 1.4933 | 12.2134 | 4.2859 | 1.9417 | 1.7966 | 1.0658 | 0.03859 | 7.0865 | 1.3804 | 0.34032 | 0.29225 | 0.1345 | 0.378 | 0.079931 | 0.14754 | 0.36646 | 0.20404 | 2.2079 | 2.47 | 0.07349 | 2.0541 | 0.45062 | 0.011755 | 0.62744 | 0.48088 | 0.11205 | 0.058928 | 6.6574 | 9.7216 | 12.2912
812 | 52730.9524 | 0.93703 | 0.79621 | 1.26 | 1.8022 | 12.4447 | 1.3308 | 3.9156 | 0.62273 | 0.68252 | 0.031767 | 6.6451 | 2.9092 | 0.17125 | 0.34423 | 0.13037 | 0.35511 | 0.077271 | 0.12764 | 0.4439 | 0.19266 | 2.1686 | 2.4643 | 0.087993 | 1.8488 | 0.40308 | 0.013463 | 0.65669 | 0.49216 | 0.11919 | 0.058998 | 10.1757 | 9.8239 | 11.503
813 | 42556.1089 | 0.8156 | 0.77184 | 1.3603 | 1.5372 | 15.4617 | 3.6757 | 1.5598 | 1.9733 | 0.42272 | 0.057301 | 8.2396 | 2.483 | 0.31631 | 0.35548 | 0.13713 | 0.34165 | 0.094041 | 0.15154 | 0.35451 | 0.20298 | 2.0996 | 2.1304 | 0.086821 | 1.793 | 0.37452 | 0.010214 | 0.58452 | 0.41524 | 0.12838 | 0.076137 | 13.7134 | 8.9798 | 9.3599
814 | 43753.6068 | 0.75667 | 0.8774 | 1.4227 | 1.4062 | 11.1547 | 3.4313 | 3.9396 | 0.45862 | 0.49816 | 0.070784 | 8.4694 | 3.8617 | 0.25391 | 0.29962 | 0.13995 | 0.3055 | 0.098357 | 0.13411 | 0.35878 | 0.21811 | 2.4755 | 2.3331 | 0.087526 | 1.6875 | 0.41997 | 0.010363 | 0.57908 | 0.56129 | 0.1128 | 0.070443 | 11.4035 | 6.2086 | 10.0832
815 | 46597.7751 | 0.87004 | 0.7574 | 0.94729 | 1.1608 | 7.8277 | 3.3107 | 3.6933 | 1.7435 | 1.006 | 0.028388 | 8.1147 | 1.899 | 0.12238 | 0.36894 | 0.11468 | 0.34523 | 0.077098 | 0.14261 | 0.46076 | 0.23224 | 2.2339 | 2.277 | 0.098725 | 1.8572 | 0.41762 | 0.012572 | 0.57739 | 0.50958 | 0.1144 | 0.069643 | 9.5009 | 6.218 | 12.75
816 | 52125.5035 | 0.97939 | 0.74912 | 1.5211 | 1.5782 | 10.9896 | 2.6027 | 1.7376 | 1.2745 | 0.51096 | 0.071044 | 9.5271 | 0.64163 | 0.40179 | 0.31447 | 0.13642 | 0.37211 | 0.087937 | 0.12439 | 0.44953 | 0.19984 | 2.0261 | 2.1165 | 0.071991 | 1.8113 | 0.41372 | 0.010622 | 0.52757 | 0.4456 | 0.1073 | 0.078545 | 11.3991 | 8.6648 | 14.5382
817 | 47723.7128 | 0.88712 | 0.81366 | 1.5052 | 1.5033 | 11.9839 | 3.0273 | 2.5146 | 1.9924 | 0.076212 | 0.036623 | 6.1314 | 1.6834 | 0.33466 | 0.40225 | 0.1509 | 0.32489 | 0.083095 | 0.14467 | 0.361 | 0.22393 | 2.2423 | 2.0057 | 0.076858 | 2.1478 | 0.40432 | 0.011416 | 0.5212 | 0.43257 | 0.13903 | 0.075083 | 10.3649 | 9.0114 | 14.628
818 | 47840.8491 | 0.83905 | 0.84604 | 1.3616 | 1.4802 | 10.0288 | 4.4054 | 1.7714 | 1.4961 | 0.88075 | 0.068823 | 9.2153 | 0.91522 | 0.42135 | 0.30427 | 0.14414 | 0.32286 | 0.083886 | 0.13334 | 0.43386 | 0.20138 | 1.9569 | 2.478 | 0.074683 | 2.1393 | 0.49697 | 0.012067 | 0.49218 | 0.43456 | 0.12592 | 0.060786 | 6.8883 | 8.4829 | 8.3636
819 | 38150.583 | 0.99123 | 0.99584 | 1.1863 | 1.4769 | 11.1119 | 3.272 | 2.4197 | 1.0829 | 0.69084 | 0.054141 | 9.9817 | 3.2064 | 0.37655 | 0.29131 | 0.13359 | 0.36768 | 0.074815 | 0.11412 | 0.37496 | 0.15562 | 2.2501 | 2.3959 | 0.078084 | 1.4726 | 0.48509 | 0.01442 | 0.65063 | 0.50157 | 0.11003 | 0.060534 | 8.207 | 6.4432 | 14.9637
820 | 42040.3928 | 0.98932 | 0.90751 | 1.4507 | 1.5915 | 14.3633 | 3.4401 | 2.8165 | 0.44793 | 0.45604 | 0.030315 | 6.4615 | 3.0417 | 0.39534 | 0.35178 | 0.13118 | 0.31477 | 0.088734 | 0.13176 | 0.42917 | 0.21037 | 2.008 | 2.5094 | 0.095701 | 1.8697 | 0.45115 | 0.012077 | 0.58404 | 0.54682 | 0.12445 | 0.067145 | 6.1692 | 8.3334 | 15.4229
821 | 48057.005 | 0.81689 | 0.89839 | 1.1979 | 1.3028 | 16.2918 | 2.442 | 1.7128 | 1.5877 | 0.26917 | 0.075453 | 7.0082 | 2.7318 | 0.12994 | 0.29515 | 0.13396 | 0.26512 | 0.081514 | 0.10718 | 0.44916 | 0.22815 | 2.1906 | 1.8435 | 0.089808 | 1.7391 | 0.4569 | 0.013799 | 0.58023 | 0.45967 | 0.12777 | 0.07052 | 8.9208 | 7.8014 | 11.6058
822 | 42155.9313 | 0.99578 | 0.76988 | 0.94099 | 1.3322 | 8.8961 | 2.1726 | 2.3266 | 1.7548 | 0.73845 | 0.022894 | 8.323 | 3.8567 | 0.23085 | 0.29638 | 0.1508 | 0.30636 | 0.069725 | 0.11154 | 0.36166 | 0.20594 | 2.5825 | 2.4746 | 0.083802 | 2.0666 | 0.46618 | 0.013327 | 0.55583 | 0.49953 | 0.13285 | 0.071455 | 9.9488 | 8.9051 | 14.6231
823 | 40299.6695 | 0.76029 | 0.95178 | 1.4965 | 1.5989 | 9.3978 | 1.8949 | 3.669 | 1.3302 | 0.62854 | 0.023345 | 9.1076 | 0.72486 | 0.32169 | 0.3396 | 0.12673 | 0.28117 | 0.088277 | 0.13419 | 0.38486 | 0.20012 | 2.532 | 2.2069 | 0.094555 | 1.9676 | 0.51964 | 0.011348 | 0.54646 | 0.50252 | 0.11588 | 0.076478 | 10.9364 | 6.7301 | 10.7271
824 | 47762.9083 | 0.94694 | 0.76943 | 1.4667 | 1.2377 | 16.2368 | 1.583 | 1.1365 | 1.0221 | 0.34117 | 0.055081 | 8.3008 | 3.5493 | 0.2161 | 0.34507 | 0.13869 | 0.30548 | 0.087343 | 0.15163 | 0.4184 | 0.17796 | 2.4686 | 2.3433 | 0.082456 | 1.9763 | 0.38001 | 0.011183 | 0.54855 | 0.47532 | 0.11384 | 0.06438 | 8.4524 | 6.9548 | 14.8037
825 | 39705.0526 | 0.99653 | 0.8673 | 1.1697 | 1.6942 | 12.9488 | 2.6725 | 1.118 | 0.87797 | 1.1299 | 0.072295 | 7.7609 | 1.0445 | 0.23978 | 0.40192 | 0.14102 | 0.34074 | 0.073543 | 0.14192 | 0.48366 | 0.21528 | 2.2559 | 2.1351 | 0.10033 | 1.6653 | 0.41175 | 0.010642 | 0.5064 | 0.51159 | 0.12019 | 0.082912 | 8.1719 | 7.4297 | 9.4925
826 | 44418.1845 | 0.98176 | 0.7566 | 1.2018 | 1.7734 | 13.4765 | 2.6572 | 1.7903 | 1.1383 | 1.025 | 0.025239 | 7.5281 | 2.0553 | 0.1375 | 0.29883 | 0.11682 | 0.31565 | 0.075607 | 0.13228 | 0.4828 | 0.20752 | 2.2419 | 2.4326 | 0.079593 | 1.6356 | 0.5092 | 0.013368 | 0.54582 | 0.41052 | 0.1111 | 0.076858 | 14.0234 | 6.2047 | 14.7737
827 | 49763.7774 | 0.83884 | 0.89648 | 1.0772 | 1.1549 | 10.227 | 2.2227 | 1.0936 | 1.855 | 0.6641 | 0.074696 | 8.6689 | 1.5781 | 0.29043 | 0.37337 | 0.13427 | 0.32619 | 0.078274 | 0.13805 | 0.49736 | 0.22653 | 2.3759 | 2.1261 | 0.098192 | 2.0966 | 0.42978 | 0.012567 | 0.56405 | 0.4918 | 0.12101 | 0.063364 | 9.8342 | 6.7655 | 10.8751
828 | 55783.9287 | 0.85178 | 0.85499 | 1.4421 | 1.2421 | 15.5134 | 4.5986 | 3.3226 | 1.8269 | 0.40955 | 0.076658 | 9.205 | 1.1873 | 0.39511 | 0.35049 | 0.14555 | 0.31469 | 0.068162 | 0.15298 | 0.44153 | 0.19247 | 2.2593 | 2.0128 | 0.085959 | 2.1323 | 0.44941 | 0.010374 | 0.58476 | 0.4756 | 0.12515 | 0.070169 | 7.585 | 7.4177 | 13.5879
829 | 49637.2793 | 0.78047 | 0.92055 | 0.9478 | 1.7273 | 9.2702 | 1.5701 | 1.4486 | 1.2646 | 0.83879 | 0.062703 | 9.1177 | 2.6759 | 0.25907 | 0.39926 | 0.13438 | 0.37279 | 0.084595 | 0.15702 | 0.48602 | 0.18987 | 1.9918 | 1.9645 | 0.079998 | 1.944 | 0.49974 | 0.012721 | 0.53839 | 0.44733 | 0.10982 | 0.062475 | 13.4717 | 6.8724 | 8.0219
830 | 49206.6402 | 0.80351 | 0.75601 | 1.0538 | 1.2937 | 14.5886 | 3.1501 | 2.7525 | 1.4856 | 1.155 | 0.041625 | 6.6593 | 0.52225 | 0.35277 | 0.36678 | 0.13224 | 0.32712 | 0.0791 | 0.11556 | 0.38091 | 0.17822 | 2.2927 | 2.5203 | 0.092045 | 2.3139 | 0.48299 | 0.012787 | 0.57979 | 0.47989 | 0.12536 | 0.075383 | 10.1871 | 7.754 | 12.6413
831 | 45018.102 | 0.97693 | 0.90576 | 1.5396 | 1.2857 | 6.6314 | 3.1668 | 1.83 | 1.9406 | 0.32646 | 0.040244 | 6.7791 | 1.3758 | 0.13412 | 0.2934 | 0.16415 | 0.28679 | 0.063701 | 0.11334 | 0.3844 | 0.17952 | 1.996 | 1.997 | 0.098491 | 1.628 | 0.40693 | 0.012155 | 0.52369 | 0.49811 | 0.10639 | 0.068543 | 12.9328 | 8.2194 | 9.1802
832 | 45201.6682 | 0.96847 | 0.8267 | 1.1894 | 1.7929 | 14.949 | 2.8307 | 2.6743 | 0.56028 | 0.71292 | 0.029605 | 9.329 | 3.3515 | 0.2672 | 0.30739 | 0.1354 | 0.31168 | 0.08166 | 0.12476 | 0.51032 | 0.18026 | 2.4169 | 2.3896 | 0.10519 | 1.765 | 0.392 | 0.013484 | 0.48371 | 0.37392 | 0.12285 | 0.076751 | 11.9254 | 6.5535 | 11.9095
833 | 42729.268 | 0.90826 | 0.86414 | 1.1088 | 1.6512 | 9.7245 | 2.2834 | 1.1855 | 1.5787 | 0.81169 | 0.042677 | 6.4941 | 2.9953 | 0.31243 | 0.27055 | 0.1404 | 0.40398 | 0.078498 | 0.12915 | 0.3789 | 0.22023 | 2.4681 | 2.2755 | 0.095343 | 1.5798 | 0.36184 | 0.011895 | 0.5235 | 0.49432 | 0.11469 | 0.07413 | 11.2916 | 8.6553 | 8.834
834 | 45055.5087 | 0.7891 | 0.91 | 1.4793 | 1.5297 | 12.0808 | 2.2188 | 0.73909 | 1.5304 | 0.060394 | 0.028639 | 6.4248 | 3.8341 | 0.42379 | 0.37477 | 0.13313 | 0.38179 | 0.074568 | 0.13685 | 0.43223 | 0.19498 | 2.2556 | 2.627 | 0.086986 | 1.4797 | 0.50465 | 0.013616 | 0.58108 | 0.51401 | 0.13033 | 0.058643 | 11.4482 | 8.0551 | 12.3376
835 | 49735.9608 | 0.90724 | 0.96089 | 1.0294 | 1.208 | 10.122 | 4.1378 | 1.6508 | 1.033 | 0.62036 | 0.034112 | 8.5759 | 2.7397 | 0.30149 | 0.30905 | 0.14243 | 0.33751 | 0.066753 | 0.14089 | 0.44874 | 0.20485 | 2.5859 | 2.1089 | 0.083586 | 1.8686 | 0.50114 | 0.013152 | 0.53198 | 0.5295 | 0.10901 | 0.067419 | 12.8057 | 9.268 | 9.0633
836 | 46001.9019 | 0.95831 | 0.8225 | 1.3728 | 1.4794 | 9.5992 | 3.0795 | 3.162 | 1.199 | 0.10095 | 0.047275 | 7.2778 | 3.6163 | 0.3252 | 0.35466 | 0.1329 | 0.36668 | 0.063858 | 0.12698 | 0.44784 | 0.21922 | 2.2692 | 2.3156 | 0.088152 | 1.7462 | 0.44131 | 0.011167 | 0.53618 | 0.52219 | 0.13002 | 0.060319 | 9.4855 | 8.9682 | 11.5278
837 | 50424.2998 | 0.91531 | 0.86063 | 1.5601 | 1.6463 | 8.5141 | 2.5308 | 2.9365 | 1.4684 | 0.66622 | 0.054303 | 7.3381 | 1.5007 | 0.36153 | 0.28562 | 0.1638 | 0.37522 | 0.069022 | 0.13346 | 0.51993 | 0.20217 | 1.8994 | 2.3707 | 0.083226 | 1.9086 | 0.43664 | 0.012858 | 0.58775 | 0.5447 | 0.13297 | 0.081875 | 11.8245 | 9.4786 | 15.9913
838 | 45555.3596 | 0.80034 | 0.90286 | 0.95145 | 1.6657 | 12.796 | 1.244 | 3.796 | 0.5097 | 0.096902 | 0.048987 | 6.2662 | 2.3552 | 0.32832 | 0.31642 | 0.1632 | 0.3096 | 0.074901 | 0.13122 | 0.46479 | 0.21626 | 2.05 | 2.1283 | 0.097238 | 1.9003 | 0.40187 | 0.012906 | 0.60505 | 0.48858 | 0.12346 | 0.072184 | 12.9172 | 9.9762 | 10.5582
839 | 44977.1596 | 0.99763 | 0.8193 | 1.2329 | 1.2361 | 12.7902 | 1.9975 | 3.6781 | 1.6379 | 0.39717 | 0.056723 | 8.4744 | 1.2254 | 0.18135 | 0.32067 | 0.15513 | 0.30057 | 0.068402 | 0.13199 | 0.51063 | 0.23627 | 2.1263 | 2.6721 | 0.07657 | 1.5534 | 0.35362 | 0.012655 | 0.65165 | 0.48164 | 0.11421 | 0.069622 | 7.0486 | 8.8619 | 12.7008
840 | 49083.814 | 0.9428 | 0.91349 | 1.3062 | 1.2139 | 12.5921 | 2.0067 | 2.1696 | 0.77842 | 0.53604 | 0.058792 | 7.8341 | 3.1032 | 0.4066 | 0.36943 | 0.15507 | 0.33864 | 0.075154 | 0.13778 | 0.48037 | 0.16578 | 2.2329 | 2.3124 | 0.098542 | 1.6983 | 0.3914 | 0.012016 | 0.62897 | 0.51228 | 0.092623 | 0.061428 | 10.664 | 8.6599 | 8.5204
841 | 53795.4484 | 0.86914 | 0.82951 | 1.1454 | 1.6604 | 13.3341 | 0.6864 | 0.97243 | 0.82684 | 0.98736 | 0.077496 | 6.9952 | 1.6153 | 0.11514 | 0.28737 | 0.14347 | 0.3533 | 0.07405 | 0.10849 | 0.4478 | 0.17778 | 2.2947 | 1.9629 | 0.10183 | 1.4898 | 0.43098 | 0.012401 | 0.54468 | 0.40894 | 0.11684 | 0.078739 | 8.7946 | 8.8234 | 8.2517
842 | 54243.5137 | 0.9989 | 0.86395 | 1.427 | 1.2388 | 14.6051 | 1.9584 | 3.998 | 1.1083 | 0.40335 | 0.062764 | 6.9442 | 1.8564 | 0.31027 | 0.36032 | 0.1611 | 0.36256 | 0.069916 | 0.13029 | 0.41608 | 0.18793 | 2.5335 | 2.1556 | 0.089652 | 1.7942 | 0.39392 | 0.012289 | 0.45493 | 0.43293 | 0.11099 | 0.067094 | 5.928 | 8.6969 | 13.5178
843 | 50060.1166 | 0.84992 | 0.92486 | 1.5362 | 1.6699 | 8.844 | 2.4547 | 1.3923 | 1.0643 | 0.72091 | 0.060865 | 9.6408 | 2.336 | 0.397 | 0.38984 | 0.14607 | 0.36409 | 0.068008 | 0.16199 | 0.40236 | 0.19253 | 2.7043 | 2.2822 | 0.077963 | 1.9433 | 0.43432 | 0.012872 | 0.53718 | 0.4727 | 0.14092 | 0.082619 | 10.8396 | 9.8494 | 9.3092
844 | 50241.9674 | 0.90434 | 0.98 | 1.1296 | 1.7011 | 13.263 | 2.9889 | 2.2154 | 1.917 | 0.31907 | 0.059089 | 6.7872 | 2.3332 | 0.15029 | 0.30395 | 0.13403 | 0.33536 | 0.081459 | 0.16042 | 0.45511 | 0.20176 | 2.3997 | 2.1762 | 0.094953 | 1.6339 | 0.41382 | 0.014799 | 0.49629 | 0.49584 | 0.099281 | 0.063952 | 8.7129 | 7.9388 | 12.9803
845 | 45957.7107 | 0.96491 | 0.73391 | 1.0887 | 1.1735 | 9.557 | 2.9502 | 1.9957 | 1.9821 | 0.39441 | 0.033732 | 8.7905 | 2.5364 | 0.38161 | 0.28375 | 0.15273 | 0.29135 | 0.082056 | 0.12154 | 0.44812 | 0.21348 | 2.6769 | 2.3966 | 0.082786 | 1.6484 | 0.51736 | 0.012829 | 0.55259 | 0.39407 | 0.13378 | 0.077858 | 11.7037 | 6.8297 | 8.4408
846 | 50723.8928 | 0.82451 | 0.85512 | 1.2164 | 1.6745 | 12.7155 | 2.8892 | 3.6335 | 1.0023 | 0.90873 | 0.035383 | 7.7915 | 3.3339 | 0.35813 | 0.38899 | 0.14697 | 0.27524 | 0.070461 | 0.12347 | 0.53779 | 0.18709 | 2.1644 | 2.5355 | 0.092158 | 1.8636 | 0.47057 | 0.013612 | 0.53347 | 0.49593 | 0.12214 | 0.072852 | 7.2434 | 6.2935 | 13.7232
847 | 48661.4717 | 0.97174 | 0.93766 | 1.1259 | 1.4433 | 9.6085 | 3.8703 | 3.2017 | 1.8181 | 0.90379 | 0.038866 | 6.5341 | 0.77096 | 0.35026 | 0.27551 | 0.15449 | 0.27841 | 0.090634 | 0.15358 | 0.41525 | 0.20281 | 2.3128 | 2.1614 | 0.10424 | 2.0367 | 0.4972 | 0.013703 | 0.4983 | 0.47494 | 0.12773 | 0.070632 | 9.9625 | 7.8325 | 12.3297
848 | 44437.2182 | 0.8633 | 0.72545 | 1.4678 | 1.8478 | 13.9426 | 4.0383 | 3.1173 | 0.86329 | 0.72332 | 0.047609 | 9.4798 | 3.3135 | 0.25649 | 0.38884 | 0.13338 | 0.34632 | 0.089025 | 0.15012 | 0.42351 | 0.20331 | 2.3509 | 2.0928 | 0.090466 | 1.8359 | 0.42847 | 0.015434 | 0.47711 | 0.49077 | 0.14683 | 0.079547 | 7.9009 | 6.3347 | 13.2847
849 | 41064.6873 | 0.90641 | 0.75221 | 1.4552 | 1.4225 | 8.9126 | 2.3182 | 1.8596 | 1.3254 | 0.13479 | 0.03388 | 7.96 | 3.1671 | 0.16273 | 0.39054 | 0.15022 | 0.31591 | 0.070782 | 0.12601 | 0.44473 | 0.18071 | 2.0225 | 2.2517 | 0.10446 | 1.7033 | 0.34838 | 0.012878 | 0.67572 | 0.38468 | 0.12218 | 0.081628 | 10.7658 | 8.1523 | 13.9957
850 | 46044.2338 | 0.79598 | 0.9538 | 1.0867 | 1.2613 | 13.017 | 3.0405 | 1.8136 | 1.5992 | 1.1216 | 0.075414 | 7.5252 | 2.4792 | 0.26624 | 0.29147 | 0.14063 | 0.40739 | 0.06505 | 0.14421 | 0.37765 | 0.17344 | 2.3773 | 1.911 | 0.10002 | 1.9321 | 0.41957 | 0.012565 | 0.63804 | 0.59248 | 0.10856 | 0.054592 | 12.5501 | 7.3946 | 12.0632
851 | 46235.6651 | 0.91108 | 0.96649 | 1.3404 | 1.3296 | 7.9887 | 3.9736 | 2.2756 | 1.7177 | 0.62251 | 0.052485 | 7.9897 | 2.5638 | 0.34509 | 0.32512 | 0.12144 | 0.31164 | 0.067652 | 0.10829 | 0.42554 | 0.20676 | 1.9016 | 2.4455 | 0.082234 | 1.6543 | 0.50802 | 0.012073 | 0.53238 | 0.51543 | 0.12573 | 0.083403 | 10.4879 | 9.695 | 15.4679
852 | 42487.6307 | 0.84974 | 0.77438 | 1.4785 | 1.1691 | 13.047 | 4.1641 | 3.2882 | 0.50513 | 1.095 | 0.04372 | 6.8588 | 2.3936 | 0.23508 | 0.39146 | 0.13572 | 0.36606 | 0.083711 | 0.15342 | 0.53084 | 0.24733 | 1.8384 | 1.7904 | 0.10653 | 1.7873 | 0.42748 | 0.011675 | 0.67588 | 0.47516 | 0.11091 | 0.065928 | 7.9103 | 7.7448 | 15.0959
853 | 51070.4969 | 0.95865 | 0.87363 | 1.478 | 1.1415 | 10.7645 | 4.7211 | 2.4584 | 0.65304 | 0.31138 | 0.034533 | 9.9688 | 2.5154 | 0.2096 | 0.31998 | 0.14498 | 0.31522 | 0.083031 | 0.12015 | 0.43993 | 0.20685 | 2.1004 | 2.2974 | 0.082996 | 1.5842 | 0.48724 | 0.013032 | 0.51156 | 0.40745 | 0.1063 | 0.073185 | 13.8611 | 6.504 | 12.7216
854 | 37455.0184 | 0.9297 | 0.8334 | 1.1096 | 1.855 | 10.9709 | 4.0622 | 3.9798 | 0.69092 | 0.64955 | 0.073602 | 6.1254 | 3.1326 | 0.34847 | 0.27838 | 0.14052 | 0.3659 | 0.088111 | 0.13851 | 0.38273 | 0.23883 | 2.0278 | 2.3392 | 0.088238 | 1.93 | 0.47199 | 0.01474 | 0.66432 | 0.45559 | 0.099073 | 0.068775 | 9.2296 | 6.3266 | 14.3024
855 | 46510.8023 | 0.82605 | 0.91477 | 1.4935 | 1.627 | 12.3253 | 4.8211 | 1.5618 | 1.9338 | 1.1265 | 0.057254 | 7.9366 | 3.2747 | 0.2522 | 0.30059 | 0.12175 | 0.32272 | 0.062794 | 0.13888 | 0.38144 | 0.15846 | 2.5173 | 2.3931 | 0.078476 | 1.8944 | 0.42292 | 0.011899 | 0.61147 | 0.46522 | 0.1334 | 0.074189 | 5.5376 | 7.5954 | 11.0116
856 | 40965.0789 | 0.9239 | 0.89804 | 1.0842 | 1.6292 | 8.8222 | 4.9708 | 3.4526 | 0.41209 | 1.1444 | 0.029168 | 6.391 | 1.587 | 0.16804 | 0.31764 | 0.16367 | 0.34174 | 0.075203 | 0.14848 | 0.44187 | 0.20095 | 1.9336 | 2.592 | 0.08117 | 1.7745 | 0.41845 | 0.011561 | 0.50567 | 0.49047 | 0.11113 | 0.069536 | 7.5485 | 6.1705 | 10.3525
857 | 45986.6628 | 0.94895 | 0.86309 | 1.3943 | 1.3557 | 12.926 | 2.9381 | 1.1243 | 0.59407 | 0.14003 | 0.043269 | 9.1101 | 2.0495 | 0.42587 | 0.28086 | 0.14695 | 0.34722 | 0.090723 | 0.11111 | 0.44036 | 0.17123 | 2.4175 | 1.9138 | 0.079379 | 1.5982 | 0.44846 | 0.012439 | 0.60461 | 0.37205 | 0.12913 | 0.077134 | 6.5669 | 8.2836 | 14.9825
858 | 37090.9751 | 0.76829 | 0.97817 | 1.3282 | 1.2024 | 9.3799 | 2.4159 | 2.7618 | 1.7223 | 0.84438 | 0.038369 | 7.9642 | 3.5959 | 0.33299 | 0.3291 | 0.13177 | 0.28631 | 0.067294 | 0.13964 | 0.39366 | 0.18961 | 1.9729 | 2.6288 | 0.097392 | 1.7339 | 0.4637 | 0.012885 | 0.61863 | 0.42927 | 0.12553 | 0.070976 | 10.2506 | 7.6383 | 10.4619
859 | 44000.2151 | 0.94639 | 0.74358 | 1.0446 | 1.5095 | 7.6708 | 3.5301 | 2.6366 | 0.43001 | 0.54143 | 0.021441 | 6.5799 | 1.4044 | 0.16333 | 0.29689 | 0.13983 | 0.40432 | 0.076545 | 0.1124 | 0.41316 | 0.20119 | 2.4049 | 2.2516 | 0.083291 | 1.7878 | 0.46484 | 0.01358 | 0.47491 | 0.50541 | 0.14218 | 0.073561 | 11.4977 | 6.7912 | 14.5674
860 | 37314.7186 | 0.75457 | 0.94044 | 1.2198 | 1.4313 | 13.2422 | 1.8442 | 1.9221 | 1.9311 | 1.1737 | 0.057041 | 8.153 | 2.9536 | 0.33595 | 0.33032 | 0.1561 | 0.30868 | 0.07488 | 0.12674 | 0.50799 | 0.15512 | 2.1119 | 2.2917 | 0.094059 | 1.9238 | 0.41005 | 0.010159 | 0.45995 | 0.41558 | 0.10366 | 0.066559 | 9.363 | 8.359 | 10.6944
861 | 53930.9998 | 0.76713 | 0.77779 | 1.5416 | 1.1423 | 11.6056 | 3.4956 | 0.98984 | 1.0244 | 1.023 | 0.035465 | 8.3658 | 2.3155 | 0.32147 | 0.39302 | 0.1107 | 0.37065 | 0.08718 | 0.14981 | 0.45391 | 0.20261 | 2.1806 | 2.052 | 0.084691 | 1.7957 | 0.44809 | 0.013113 | 0.51362 | 0.44372 | 0.12506 | 0.060102 | 12.3977 | 9.5196 | 14.7101
862 | 41417.1791 | 0.95884 | 0.97845 | 0.94035 | 1.6994 | 13.4751 | 1.4753 | 2.356 | 0.72166 | 0.37751 | 0.039157 | 9.0677 | 1.0949 | 0.40155 | 0.32154 | 0.16282 | 0.34183 | 0.099095 | 0.12404 | 0.45874 | 0.20914 | 2.1728 | 2.2206 | 0.08484 | 2.2207 | 0.35075 | 0.013431 | 0.60869 | 0.53539 | 0.096123 | 0.057088 | 10.1241 | 8.4923 | 12.6055
863 | 45779.9747 | 0.9775 | 0.93545 | 1.0806 | 1.7091 | 16.1415 | 4.8937 | 2.8304 | 0.64666 | 0.36596 | 0.07807 | 6.0051 | 1.9548 | 0.39187 | 0.38748 | 0.16171 | 0.33998 | 0.068527 | 0.12606 | 0.53368 | 0.20864 | 2.3428 | 2.2852 | 0.076182 | 2.0146 | 0.43359 | 0.01268 | 0.57151 | 0.43193 | 0.12074 | 0.079576 | 13.2776 | 6.6851 | 15.3088
864 | 46975.3581 | 0.79274 | 0.84158 | 1.1814 | 1.1253 | 10.6169 | 3.4486 | 2.1014 | 1.7574 | 0.15626 | 0.070917 | 8.5323 | 3.3745 | 0.41003 | 0.37156 | 0.13883 | 0.29617 | 0.077555 | 0.1034 | 0.44493 | 0.21825 | 2.3051 | 2.3723 | 0.092273 | 1.5287 | 0.4133 | 0.013028 | 0.56428 | 0.56317 | 0.094998 | 0.083517 | 13.6616 | 6.7572 | 10.3973
865 | 49646.3833 | 0.80501 | 0.94973 | 1.2032 | 1.5634 | 13.087 | 1.3002 | 1.7555 | 1.2077 | 1.1314 | 0.047316 | 8.0338 | 0.51628 | 0.25055 | 0.33991 | 0.11145 | 0.38067 | 0.084371 | 0.12005 | 0.51241 | 0.18649 | 2.1286 | 2.2585 | 0.10402 | 1.9066 | 0.46208 | 0.012147 | 0.55823 | 0.47603 | 0.11141 | 0.062539 | 10.0524 | 7.6039 | 9.4766
866 | 46061.7613 | 0.87633 | 0.76156 | 0.97572 | 1.6918 | 14.7121 | 2.5971 | 1.6293 | 1.1896 | 0.88298 | 0.075037 | 6.0879 | 0.66243 | 0.40443 | 0.32777 | 0.13591 | 0.36226 | 0.077038 | 0.13314 | 0.44997 | 0.17488 | 2.046 | 1.9397 | 0.086915 | 2.2286 | 0.5014 | 0.013953 | 0.62859 | 0.52871 | 0.14005 | 0.075524 | 13.1989 | 7.241 | 13.1478
867 | 46359.0138 | 0.96101 | 0.92245 | 1.312 | 1.599 | 9.3515 | 3.3336 | 2.961 | 1.9209 | 0.82881 | 0.050929 | 9.4543 | 2.2374 | 0.19872 | 0.27488 | 0.12051 | 0.33777 | 0.081382 | 0.15647 | 0.42534 | 0.18864 | 2.6149 | 2.0307 | 0.092772 | 1.9213 | 0.47914 | 0.012203 | 0.60829 | 0.44657 | 0.13383 | 0.067374 | 8.3046 | 7.8729 | 8.9234
868 | 45095.3981 | 0.79623 | 0.9566 | 1.4092 | 1.2751 | 13.002 | 2.4209 | 2.5206 | 1.296 | 0.80338 | 0.05735 | 7.7861 | 2.8617 | 0.35374 | 0.3708 | 0.12684 | 0.31933 | 0.081292 | 0.1289 | 0.38925 | 0.21466 | 2.2597 | 2.0891 | 0.1004 | 2.0284 | 0.42884 | 0.01593 | 0.45361 | 0.48843 | 0.12227 | 0.077967 | 7.8328 | 6.8261 | 10.3222
869 | 41560.1465 | 0.94652 | 0.80304 | 1.0404 | 1.4527 | 10.3015 | 2.8813 | 3.0899 | 0.73635 | 0.1358 | 0.02797 | 7.5845 | 1.6397 | 0.31413 | 0.3449 | 0.12289 | 0.34107 | 0.089858 | 0.14027 | 0.51293 | 0.2226 | 2.462 | 2.1077 | 0.10269 | 1.728 | 0.52464 | 0.013085 | 0.56746 | 0.57672 | 0.12121 | 0.062659 | 6.8981 | 9.2773 | 15.6104
870 | 38838.7906 | 0.7802 | 0.88333 | 1.1086 | 1.1904 | 7.3407 | 3.4258 | 3.0988 | 1.4829 | 0.91822 | 0.064926 | 7.2553 | 1.8507 | 0.42518 | 0.30839 | 0.13801 | 0.27775 | 0.082792 | 0.14109 | 0.48373 | 0.17069 | 1.9462 | 2.2863 | 0.085 | 1.8851 | 0.48545 | 0.011203 | 0.66017 | 0.42515 | 0.13422 | 0.072105 | 13.5791 | 9.3961 | 15.214
871 | 43341.7647 | 0.86546 | 0.90779 | 1.1234 | 1.4354 | 8.0238 | 3.8532 | 1.8397 | 1.0204 | 1.0556 | 0.029094 | 9.904 | 2.2458 | 0.12888 | 0.29898 | 0.13691 | 0.29533 | 0.091084 | 0.13991 | 0.38664 | 0.20057 | 2.3047 | 2.5263 | 0.085706 | 2.0512 | 0.49226 | 0.012533 | 0.56842 | 0.52446 | 0.12563 | 0.069042 | 7.6764 | 6.5467 | 14.3949
872 | 54147.5196 | 0.97512 | 0.88573 | 1.5096 | 1.8285 | 12.9364 | 3.9514 | 3.0801 | 1.9826 | 0.49309 | 0.025759 | 8.2194 | 3.2294 | 0.27947 | 0.28654 | 0.15575 | 0.37337 | 0.076889 | 0.13224 | 0.42442 | 0.22688 | 2.2397 | 2.7066 | 0.098871 | 1.9192 | 0.47003 | 0.013229 | 0.50981 | 0.49496 | 0.11781 | 0.085414 | 10.808 | 8.8865 | 11.9706
873 | 49387.9426 | 0.8819 | 0.75782 | 0.95649 | 1.6198 | 10.2531 | 2.1251 | 0.85221 | 0.83545 | 0.68846 | 0.065646 | 6.791 | 1.57 | 0.23152 | 0.35594 | 0.13781 | 0.3525 | 0.076348 | 0.1448 | 0.53676 | 0.19272 | 2.0382 | 1.8816 | 0.071267 | 1.6831 | 0.51555 | 0.011999 | 0.50048 | 0.42043 | 0.11957 | 0.077212 | 7.9175 | 7.0261 | 8.4938
874 | 39253.4355 | 0.92344 | 0.83682 | 1.2385 | 1.1552 | 11.3861 | 3.8023 | 3.6664 | 1.8761 | 0.1951 | 0.066512 | 7.4327 | 0.53221 | 0.37828 | 0.33381 | 0.12703 | 0.30743 | 0.096508 | 0.14167 | 0.49394 | 0.20907 | 1.791 | 2.4424 | 0.1053 | 1.7479 | 0.41948 | 0.012293 | 0.51016 | 0.49092 | 0.13122 | 0.066204 | 7.6431 | 6.0237 | 8.7777
875 | 40111.7663 | 0.81979 | 0.96725 | 0.97979 | 1.5464 | 14.1742 | 3.1852 | 2.379 | 1.459 | 0.97817 | 0.066358 | 6.0267 | 0.73633 | 0.30835 | 0.32467 | 0.16961 | 0.34884 | 0.08058 | 0.12888 | 0.38999 | 0.20475 | 2.5785 | 1.8984 | 0.093641 | 2.0701 | 0.49031 | 0.010479 | 0.65015 | 0.53173 | 0.1215 | 0.070686 | 7.3672 | 7.85 | 9.1319
876 | 42857.8936 | 0.79677 | 0.75142 | 1.2758 | 1.3084 | 10.3892 | 4.5488 | 2.9809 | 1.9021 | 1.031 | 0.02752 | 8.1248 | 1.5409 | 0.24889 | 0.33491 | 0.15195 | 0.31142 | 0.08769 | 0.11586 | 0.45704 | 0.22772 | 2.2821 | 2.0268 | 0.090435 | 1.7805 | 0.44054 | 0.014661 | 0.54367 | 0.42362 | 0.12363 | 0.083856 | 7.3386 | 6.4807 | 12.8367
877 | 38632.538 | 0.7659 | 0.79721 | 1.3056 | 1.5061 | 12.2472 | 2.6875 | 2.1601 | 0.64938 | 1.0623 | 0.068917 | 6.6223 | 3.3577 | 0.22446 | 0.30848 | 0.13442 | 0.33006 | 0.083254 | 0.14296 | 0.50363 | 0.18668 | 2.2296 | 2.7275 | 0.095571 | 1.7494 | 0.44518 | 0.013264 | 0.50629 | 0.51515 | 0.1177 | 0.075492 | 8.5428 | 9.8149 | 14.4857
878 | 43980.4765 | 0.99453 | 0.85549 | 1.3239 | 1.5803 | 11.6097 | 2.5431 | 0.9133 | 1.8636 | 0.18216 | 0.020543 | 9.2473 | 3.4375 | 0.17642 | 0.27879 | 0.16432 | 0.31716 | 0.083628 | 0.13281 | 0.42492 | 0.18299 | 2.3179 | 2.2011 | 0.081444 | 1.5702 | 0.45953 | 0.014808 | 0.61312 | 0.52049 | 0.12169 | 0.060412 | 11.1532 | 6.2747 | 11.3845
879 | 39565.5119 | 0.77047 | 0.84419 | 1.0428 | 1.2165 | 13.9529 | 3.8772 | 3.1304 | 0.5177 | 0.19931 | 0.05555 | 7.2401 | 2.8893 | 0.28049 | 0.39728 | 0.14455 | 0.34127 | 0.073696 | 0.13218 | 0.40927 | 0.1664 | 1.9749 | 2.3926 | 0.090338 | 1.9121 | 0.43728 | 0.01216 | 0.53949 | 0.47034 | 0.1263 | 0.080939 | 9.8823 | 8.0973 | 15.0634
880 | 43050.9724 | 0.85408 | 0.92553 | 1.556 | 1.7678 | 13.4282 | 2.3558 | 3.5667 | 1.5273 | 0.10901 | 0.046889 | 9.038 | 1.3903 | 0.39598 | 0.29138 | 0.13599 | 0.37118 | 0.07801 | 0.11346 | 0.47857 | 0.21116 | 2.7364 | 2.6166 | 0.1015 | 1.6965 | 0.4221 | 0.0099709 | 0.66509 | 0.54085 | 0.13858 | 0.074421 | 7.6468 | 6.8518 | 8.7462
881 | 42922.3415 | 0.86463 | 0.84552 | 1.1844 | 1.3805 | 12.263 | 1.778 | 0.8787 | 1.5567 | 1.0437 | 0.021904 | 7.5898 | 1.8004 | 0.22899 | 0.38185 | 0.12069 | 0.35026 | 0.069529 | 0.11204 | 0.44977 | 0.2225 | 2.2006 | 1.9197 | 0.087725 | 1.7583 | 0.46458 | 0.011579 | 0.57569 | 0.47669 | 0.10438 | 0.075118 | 8.8651 | 6.2309 | 8.8984
882 | 44886.3061 | 0.88777 | 0.71834 | 1.2104 | 1.7629 | 15.0726 | 2.9001 | 1.5664 | 1.8303 | 0.12332 | 0.046172 | 8.6068 | 2.4432 | 0.24252 | 0.33402 | 0.14141 | 0.31312 | 0.088507 | 0.14176 | 0.45774 | 0.23374 | 2.4592 | 2.1205 | 0.073277 | 1.9334 | 0.48436 | 0.01151 | 0.51656 | 0.44627 | 0.11687 | 0.069159 | 11.0157 | 9.1113 | 15.187
883 | 48994.6567 | 0.93902 | 0.85123 | 1.1116 | 1.3759 | 6.6553 | 3.1234 | 0.80107 | 0.70188 | 0.63739 | 0.033451 | 7.295 | 3.845 | 0.29964 | 0.32672 | 0.12644 | 0.29735 | 0.080612 | 0.1313 | 0.43487 | 0.18276 | 2.59 | 2.3556 | 0.081221 | 1.6707 | 0.40782 | 0.012996 | 0.51426 | 0.43549 | 0.13319 | 0.063547 | 11.6104 | 6.6116 | 12.5414
884 | 42377.4018 | 0.82447 | 0.8824 | 1.5435 | 1.8684 | 13.1023 | 4.3487 | 3.7679 | 0.81983 | 0.72933 | 0.070727 | 6.4985 | 2.0798 | 0.17209 | 0.28794 | 0.1416 | 0.32779 | 0.073754 | 0.13705 | 0.46695 | 0.22624 | 1.7759 | 1.8554 | 0.08655 | 1.8829 | 0.40253 | 0.014411 | 0.63177 | 0.59066 | 0.119 | 0.067333 | 10.2274 | 7.2465 | 11.1571
885 | 48791.4495 | 0.76206 | 0.88274 | 0.9825 | 1.5301 | 11.8102 | 1.8623 | 0.87475 | 1.8984 | 1.1097 | 0.072096 | 9.2401 | 2.0769 | 0.22221 | 0.37984 | 0.11841 | 0.29531 | 0.088416 | 0.14513 | 0.43189 | 0.17181 | 2.4242 | 2.2183 | 0.09099 | 1.8864 | 0.47325 | 0.014975 | 0.54889 | 0.4367 | 0.095861 | 0.078173 | 8.3678 | 8.7659 | 9.6456
886 | 47458.7104 | 0.75983 | 0.80783 | 0.99312 | 1.516 | 10.291 | 3.1048 | 3.0386 | 1.9631 | 0.3441 | 0.058244 | 9.6381 | 2.6401 | 0.43685 | 0.30936 | 0.13015 | 0.38446 | 0.084018 | 0.13492 | 0.52822 | 0.21979 | 2.3451 | 2.1239 | 0.092238 | 1.4546 | 0.45973 | 0.011614 | 0.583 | 0.41793 | 0.14607 | 0.06433 | 6.5971 | 7.3444 | 15.4537
887 | 43506.8793 | 0.82113 | 0.83422 | 1.1625 | 1.8073 | 5.9753 | 4.2066 | 1.8734 | 1.4795 | 0.23494 | 0.0575 | 7.8474 | 0.93274 | 0.25151 | 0.28351 | 0.15952 | 0.31899 | 0.072817 | 0.11448 | 0.45936 | 0.19621 | 2.4028 | 1.7953 | 0.09319 | 1.7204 | 0.40837 | 0.013583 | 0.52391 | 0.51787 | 0.12202 | 0.066998 | 12.3752 | 8.0171 | 13.9817
888 | 48973.1418 | 0.94429 | 0.74518 | 1.4498 | 1.205 | 8.6872 | 3.2455 | 3.7474 | 1.3422 | 0.89858 | 0.031613 | 6.7607 | 0.65091 | 0.20834 | 0.38259 | 0.16068 | 0.29185 | 0.084274 | 0.1443 | 0.47915 | 0.21477 | 2.1404 | 2.1604 | 0.09172 | 2.0007 | 0.39769 | 0.010236 | 0.52212 | 0.45912 | 0.12266 | 0.057311 | 11.7232 | 7.1095 | 14.638
889 | 48235.9211 | 0.84576 | 0.79019 | 1.2842 | 1.868 | 11.9548 | 2.3914 | 2.4308 | 1.6443 | 0.2473 | 0.048632 | 7.6942 | 2.0164 | 0.38907 | 0.319 | 0.14663 | 0.34759 | 0.06554 | 0.11835 | 0.45121 | 0.17263 | 2.6086 | 2.7125 | 0.077868 | 1.9265 | 0.43329 | 0.01271 | 0.57189 | 0.48771 | 0.12819 | 0.064196 | 9.6774 | 6.2776 | 12.3263
890 | 40023.9613 | 0.83955 | 0.77392 | 1.4504 | 1.333 | 8.8634 | 3.8397 | 1.1691 | 1.5196 | 0.77251 | 0.041781 | 7.5467 | 3.7662 | 0.15107 | 0.38027 | 0.15487 | 0.37351 | 0.084076 | 0.11671 | 0.4748 | 0.17938 | 2.3336 | 2.0798 | 0.076665 | 1.8872 | 0.41356 | 0.013984 | 0.61188 | 0.41199 | 0.098544 | 0.065209 | 12.6985 | 8.4257 | 12.392
891 | 38012.4571 | 0.80596 | 0.96976 | 0.96081 | 1.672 | 11.8362 | 2.8081 | 2.1851 | 0.45239 | 0.14588 | 0.060598 | 6.5723 | 3.9281 | 0.34291 | 0.33638 | 0.11729 | 0.33682 | 0.084986 | 0.12642 | 0.41922 | 0.18602 | 2.1466 | 2.1944 | 0.090669 | 1.7981 | 0.51224 | 0.013214 | 0.55794 | 0.45733 | 0.14252 | 0.082741 | 8.4274 | 9.2497 | 13.1584
892 | 37709.5368 | 0.82133 | 0.76745 | 1.3906 | 1.679 | 11.827 | 2.9432 | 1.8171 | 0.69288 | 0.26709 | 0.072774 | 7.6449 | 3.0011 | 0.40722 | 0.34543 | 0.12769 | 0.30921 | 0.080219 | 0.12247 | 0.4073 | 0.19617 | 1.9289 | 2.3422 | 0.084275 | 1.9592 | 0.4087 | 0.010828 | 0.47798 | 0.52018 | 0.13738 | 0.07244 | 11.0412 | 8.0478 | 12.8693
893 | 49038.1137 | 0.94144 | 0.84676 | 0.98728 | 1.3046 | 11.4147 | 2.5358 | 3.6316 | 0.68618 | 0.73147 | 0.046576 | 8.3482 | 0.75411 | 0.122 | 0.27537 | 0.16609 | 0.33079 | 0.094937 | 0.12931 | 0.42947 | 0.23454 | 2.4866 | 2.4495 | 0.089423 | 1.6399 | 0.46138 | 0.014236 | 0.56476 | 0.56659 | 0.14065 | 0.071316 | 7.1303 | 9.494 | 14.5327
894 | 38873.325 | 0.85763 | 0.7521 | 1.3785 | 1.1336 | 12.9849 | 4.839 | 2.0113 | 1.8202 | 0.17701 | 0.05988 | 7.0608 | 3.2441 | 0.12694 | 0.37369 | 0.1355 | 0.33271 | 0.0696 | 0.12371 | 0.41801 | 0.20988 | 2.0772 | 1.8289 | 0.085905 | 1.8918 | 0.4659 | 0.012329 | 0.55272 | 0.45376 | 0.13586 | 0.077998 | 5.6795 | 6.7788 | 14.5159
895 | 38381.683 | 0.97558 | 0.97275 | 1.1435 | 1.7212 | 15.8264 | 3.1943 | 2.1635 | 0.87191 | 0.3106 | 0.061042 | 8.1747 | 2.4504 | 0.24465 | 0.30153 | 0.13492 | 0.30802 | 0.093847 | 0.13517 | 0.3794 | 0.16519 | 2.5137 | 2.3194 | 0.098383 | 1.8953 | 0.40641 | 0.015195 | 0.48919 | 0.58292 | 0.098878 | 0.069862 | 10.5869 | 8.8419 | 8.43
896 | 44598.4424 | 0.87767 | 0.71949 | 1.5567 | 1.728 | 9.8588 | 1.8886 | 3.8224 | 1.6283 | 0.49921 | 0.038777 | 8.2549 | 1.1227 | 0.31601 | 0.30173 | 0.13362 | 0.39245 | 0.0817 | 0.10699 | 0.46901 | 0.18146 | 2.306 | 2.4362 | 0.082222 | 2.0087 | 0.43003 | 0.011824 | 0.56637 | 0.5104 | 0.13492 | 0.060256 | 8.9998 | 6.2032 | 14.9113
897 | 51123.3399 | 0.80886 | 0.99535 | 1.1442 | 1.2143 | 13.3099 | 1.1908 | 3.0795 | 1.0108 | 0.79194 | 0.024963 | 8.848 | 3.6193 | 0.27394 | 0.35153 | 0.15155 | 0.3511 | 0.08579 | 0.12403 | 0.4949 | 0.21309 | 1.9603 | 2.2658 | 0.078384 | 1.724 | 0.43345 | 0.012684 | 0.64789 | 0.47825 | 0.1212 | 0.080373 | 9.3297 | 7.12 | 15.7849
898 | 49133.3569 | 0.85447 | 0.89731 | 1.4323 | 1.3431 | 11.5207 | 3.8321 | 2.5032 | 1.1765 | 0.4156 | 0.024788 | 6.185 | 3.4724 | 0.3802 | 0.32475 | 0.136 | 0.26394 | 0.077528 | 0.14937 | 0.46829 | 0.17467 | 2.3187 | 2.4466 | 0.088947 | 1.7314 | 0.4053 | 0.012176 | 0.53868 | 0.42593 | 0.11645 | 0.079775 | 10.616 | 9.6506 | 15.3619
899 | 48576.4504 | 0.96855 | 0.72212 | 1.4674 | 1.4515 | 13.2712 | 2.1427 | 3.2849 | 0.48221 | 0.86627 | 0.051323 | 9.966 | 1.1117 | 0.43588 | 0.27619 | 0.14907 | 0.30062 | 0.079751 | 0.13275 | 0.47338 | 0.21793 | 2.3631 | 2.3759 | 0.091608 | 1.77 | 0.41137 | 0.01087 | 0.51572 | 0.44704 | 0.1187 | 0.075052 | 10.424 | 8.1022 | 8.2445
900 | 40801.8943 | 0.85992 | 0.83932 | 1.4767 | 1.6498 | 11.3037 | 2.2673 | 3.8514 | 0.72354 | 1.0366 | 0.044526 | 8.4643 | 1.281 | 0.16934 | 0.39794 | 0.16157 | 0.30448 | 0.085339 | 0.11348 | 0.49941 | 0.22169 | 2.2378 | 2.1584 | 0.083509 | 1.8019 | 0.46727 | 0.015133 | 0.5769 | 0.43409 | 0.097098 | 0.061372 | 7.1538 | 7.5819 | 11.4715
901 | 43681.8337 | 0.91405 | 0.94325 | 1.0121 | 1.7463 | 11.3737 | 3.4994 | 2.8373 | 0.88254 | 0.25153 | 0.06932 | 9.4684 | 1.6437 | 0.1275 | 0.31171 | 0.14124 | 0.41327 | 0.073492 | 0.14446 | 0.43022 | 0.16389 | 2.3858 | 2.4282 | 0.096101 | 1.8187 | 0.43821 | 0.014325 | 0.56755 | 0.48718 | 0.11667 | 0.073127 | 9.9363 | 9.3774 | 8.3904
902 | 39429.6772 | 0.90781 | 0.89915 | 0.97872 | 1.5506 | 12.5649 | 4.7146 | 2.8774 | 1.2104 | 0.086804 | 0.047936 | 7.027 | 1.7875 | 0.4345 | 0.33896 | 0.12753 | 0.3356 | 0.082655 | 0.1334 | 0.39518 | 0.20715 | 1.9791 | 2.1127 | 0.10265 | 1.6212 | 0.44905 | 0.013548 | 0.63647 | 0.57412 | 0.11565 | 0.062102 | 7.2353 | 9.3117 | 9.3258
903 | 39484.2548 | 0.84528 | 0.91197 | 1.0103 | 1.7872 | 9.1684 | 4.3978 | 0.91963 | 1.5704 | 0.43993 | 0.06909 | 9.2661 | 1.7141 | 0.26307 | 0.34782 | 0.15255 | 0.30145 | 0.075089 | 0.13965 | 0.48962 | 0.18078 | 2.28 | 2.2897 | 0.088506 | 1.6164 | 0.53925 | 0.01521 | 0.52324 | 0.45613 | 0.10295 | 0.081742 | 8.3291 | 7.4249 | 9.669
904 | 43707.5205 | 0.86845 | 0.95363 | 1.5154 | 1.5822 | 14.2669 | 1.9655 | 2.1274 | 1.6961 | 1.1814 | 0.042101 | 9.4073 | 1.2293 | 0.27191 | 0.38349 | 0.13981 | 0.32811 | 0.07269 | 0.13723 | 0.43857 | 0.19131 | 2.2098 | 1.9759 | 0.085989 | 1.8209 | 0.44957 | 0.013433 | 0.48556 | 0.45711 | 0.13395 | 0.057955 | 9.0476 | 7.2777 | 11.9253
905 | 48463.5247 | 0.85744 | 0.99211 | 1.3883 | 1.1774 | 10.4889 | 2.9598 | 3.067 | 1.9134 | 0.79838 | 0.033849 | 9.715 | 3.4635 | 0.19575 | 0.27246 | 0.12089 | 0.31529 | 0.067001 | 0.15287 | 0.47585 | 0.19116 | 2.6166 | 2.1518 | 0.09398 | 1.7953 | 0.43688 | 0.011908 | 0.63708 | 0.51529 | 0.11905 | 0.067798 | 12.3615 | 8.9325 | 15.7711
906 | 44224.4893 | 0.8668 | 0.73644 | 1.2587 | 1.6984 | 8.9251 | 3.206 | 2.5374 | 1.4993 | 0.65545 | 0.033995 | 8.7168 | 3.511 | 0.28433 | 0.27906 | 0.13296 | 0.28026 | 0.084164 | 0.14246 | 0.43101 | 0.20734 | 2.279 | 2.2451 | 0.0887 | 2.1758 | 0.41393 | 0.013137 | 0.44165 | 0.45263 | 0.1454 | 0.065423 | 9.2481 | 7.3401 | 10.453
907 | 44747.4544 | 0.917 | 0.76608 | 1.3228 | 1.2917 | 9.4864 | 1.6473 | 3.2653 | 1.4614 | 0.15171 | 0.052305 | 7.5772 | 2.158 | 0.38685 | 0.39914 | 0.12945 | 0.27573 | 0.062275 | 0.13656 | 0.39486 | 0.19327 | 2.0613 | 2.235 | 0.074149 | 2.1141 | 0.41891 | 0.015125 | 0.51838 | 0.5002 | 0.10725 | 0.069834 | 6.9122 | 8.1462 | 8.2926
908 | 46392.5684 | 0.90197 | 0.99056 | 1.3192 | 1.8654 | 7.42 | 1.0338 | 0.7255 | 0.40173 | 0.078577 | 0.022121 | 6.304 | 1.9756 | 0.39962 | 0.38478 | 0.13768 | 0.34383 | 0.087805 | 0.15265 | 0.43211 | 0.19579 | 2.0105 | 2.5473 | 0.079304 | 1.9011 | 0.44861 | 0.012226 | 0.53597 | 0.41337 | 0.10964 | 0.065665 | 9.0026 | 8.9632 | 14.8455
909 | 45850.1536 | 0.90983 | 0.88028 | 0.98874 | 1.7536 | 12.3991 | 2.9774 | 1.5244 | 0.96437 | 0.96542 | 0.068326 | 7.9934 | 3.9758 | 0.35817 | 0.32377 | 0.16826 | 0.33979 | 0.073052 | 0.13958 | 0.43885 | 0.18392 | 2.2838 | 2.0083 | 0.090871 | 1.7527 | 0.4339 | 0.011742 | 0.65275 | 0.44867 | 0.12387 | 0.066005 | 12.4122 | 6.4867 | 10.567
910 | 42108.5071 | 0.77129 | 0.94774 | 1.1193 | 1.6546 | 9.8175 | 2.4777 | 2.9182 | 0.51666 | 0.28476 | 0.077245 | 7.3058 | 2.8104 | 0.39275 | 0.35539 | 0.12969 | 0.33068 | 0.084854 | 0.13868 | 0.38545 | 0.23699 | 2.6105 | 2.1653 | 0.082389 | 1.9256 | 0.44282 | 0.013503 | 0.50394 | 0.48953 | 0.11568 | 0.062081 | 11.8141 | 7.7629 | 11.2864
911 | 38433.8896 | 0.91374 | 0.8904 | 1.1179 | 1.438 | 12.5888 | 2.4486 | 3.3796 | 1.6804 | 0.90593 | 0.077988 | 9.278 | 2.6937 | 0.33378 | 0.27083 | 0.15424 | 0.36817 | 0.079653 | 0.16288 | 0.53768 | 0.20825 | 2.5207 | 2.6198 | 0.10476 | 1.719 | 0.46721 | 0.01269 | 0.56055 | 0.39755 | 0.12039 | 0.064781 | 8.1589 | 7.0323 | 11.7642
912 | 45072.1936 | 0.93332 | 0.78256 | 1.4051 | 1.4347 | 12.0342 | 2.3054 | 1.7293 | 1.0697 | 0.69041 | 0.028759 | 6.18 | 2.2848 | 0.12454 | 0.39979 | 0.13135 | 0.30944 | 0.082309 | 0.14152 | 0.4666 | 0.15433 | 2.6075 | 1.9619 | 0.093887 | 1.8518 | 0.5059 | 0.012342 | 0.61838 | 0.48655 | 0.12497 | 0.083296 | 8.7484 | 9.5443 | 12.3144
913 | 45168.9681 | 0.99836 | 0.86092 | 1.216 | 1.6162 | 14.9359 | 3.4114 | 1.9335 | 1.8174 | 0.56096 | 0.065232 | 9.7715 | 1.6256 | 0.14104 | 0.29617 | 0.14571 | 0.31614 | 0.092 | 0.12903 | 0.38951 | 0.17995 | 2.4631 | 1.8306 | 0.08092 | 1.8419 | 0.37258 | 0.012494 | 0.49748 | 0.56406 | 0.12128 | 0.071686 | 9.4195 | 9.5558 | 9.5042
914 | 49173.0765 | 0.88438 | 0.78984 | 0.96014 | 1.692 | 15.7846 | 2.1661 | 1.7333 | 1.6136 | 0.74586 | 0.029256 | 8.8402 | 0.64742 | 0.26114 | 0.37894 | 0.12935 | 0.35195 | 0.06613 | 0.14119 | 0.46511 | 0.23048 | 1.785 | 1.9311 | 0.099678 | 1.8217 | 0.41106 | 0.013317 | 0.5771 | 0.4945 | 0.099489 | 0.060733 | 9.1083 | 6.922 | 10.4052
915 | 41920.4939 | 0.79097 | 0.7594 | 1.2668 | 1.821 | 7.1073 | 2.1847 | 1.1322 | 1.7014 | 1.1322 | 0.048542 | 9.1915 | 3.7405 | 0.32408 | 0.28972 | 0.1288 | 0.34103 | 0.079719 | 0.12721 | 0.455 | 0.20727 | 2.5515 | 2.7625 | 0.084745 | 1.844 | 0.4268 | 0.010531 | 0.56096 | 0.41772 | 0.1025 | 0.059094 | 9.5088 | 8.8783 | 14.2157
916 | 52626.4771 | 0.75069 | 0.82911 | 1.433 | 1.8517 | 14.4893 | 2.5111 | 2.4716 | 1.6186 | 1.0773 | 0.026635 | 8.7435 | 1.8934 | 0.15531 | 0.40102 | 0.15298 | 0.33875 | 0.090678 | 0.11593 | 0.45218 | 0.20383 | 2.016 | 2.4569 | 0.10485 | 1.8313 | 0.51808 | 0.014393 | 0.54352 | 0.41308 | 0.13117 | 0.069912 | 8.1316 | 9.9011 | 11.1821
917 | 41258.3662 | 0.95274 | 0.77573 | 1.2686 | 1.6427 | 15.0667 | 4.6408 | 1.6626 | 0.77263 | 0.94213 | 0.068425 | 8.0443 | 3.3735 | 0.12856 | 0.33232 | 0.14012 | 0.29859 | 0.083206 | 0.13936 | 0.43604 | 0.19008 | 2.1671 | 2.2843 | 0.10417 | 1.744 | 0.38716 | 0.011879 | 0.49667 | 0.41469 | 0.12493 | 0.059492 | 7.7639 | 7.8653 | 12.4928
918 | 52565.1855 | 0.96414 | 0.89182 | 1.1147 | 1.224 | 11.7455 | 3.2579 | 1.6613 | 1.9476 | 0.59904 | 0.03628 | 7.2481 | 2.9186 | 0.3724 | 0.33192 | 0.13142 | 0.27228 | 0.075856 | 0.15761 | 0.43587 | 0.15974 | 2.3086 | 1.9733 | 0.08558 | 1.7502 | 0.37874 | 0.011845 | 0.60428 | 0.50763 | 0.11327 | 0.070422 | 9.3374 | 7.8264 | 9.3037
919 | 52528.6575 | 0.92083 | 0.83285 | 1.4855 | 1.8127 | 14.0372 | 3.4611 | 2.6175 | 1.946 | 0.16736 | 0.061114 | 9.6514 | 2.6276 | 0.34041 | 0.2849 | 0.12148 | 0.31353 | 0.081215 | 0.10497 | 0.39877 | 0.22276 | 2.0184 | 2.1444 | 0.086303 | 1.784 | 0.36211 | 0.011995 | 0.59441 | 0.44321 | 0.11027 | 0.066588 | 9.6091 | 6.285 | 12.128
920 | 41846.1132 | 0.93431 | 0.99707 | 1.3589 | 1.3433 | 11.6575 | 4.0184 | 2.7803 | 1.1064 | 0.48764 | 0.031234 | 7.7487 | 2.7055 | 0.21439 | 0.38955 | 0.13136 | 0.29774 | 0.086631 | 0.14272 | 0.45135 | 0.2246 | 2.4338 | 1.8029 | 0.090029 | 1.7798 | 0.42132 | 0.012776 | 0.59429 | 0.47096 | 0.11613 | 0.060956 | 9.4766 | 8.5494 | 15.8787
921 | 47812.5595 | 0.98916 | 0.79834 | 1.4439 | 1.3278 | 9.231 | 2.1069 | 2.247 | 1.1544 | 0.18049 | 0.026582 | 9.7437 | 3.3374 | 0.1354 | 0.40018 | 0.12346 | 0.31779 | 0.081338 | 0.14999 | 0.40646 | 0.20897 | 2.4069 | 2.272 | 0.091643 | 2.127 | 0.46957 | 0.012766 | 0.56193 | 0.42485 | 0.10895 | 0.06532 | 12.0931 | 9.6614 | 14.881
922 | 48756.6858 | 0.82311 | 0.98246 | 1.4591 | 1.4265 | 13.2772 | 2.4717 | 3.3598 | 1.5408 | 0.65484 | 0.068252 | 6.7667 | 1.3561 | 0.1195 | 0.30123 | 0.13652 | 0.35219 | 0.077503 | 0.13567 | 0.51709 | 0.18968 | 2.5548 | 2.5949 | 0.081058 | 1.9491 | 0.39556 | 0.012744 | 0.60067 | 0.42152 | 0.12391 | 0.058857 | 8.0975 | 7.7177 | 11.3224
923 | 52261.5875 | 0.83204 | 0.8655 | 0.99117 | 1.6808 | 9.0229 | 3.1303 | 2.6286 | 0.6104 | 0.24138 | 0.04122 | 7.9693 | 2.6781 | 0.2548 | 0.30328 | 0.14669 | 0.30775 | 0.064885 | 0.12441 | 0.49625 | 0.17404 | 1.7564 | 2.1386 | 0.079151 | 1.868 | 0.42931 | 0.012287 | 0.60992 | 0.42102 | 0.13233 | 0.066161 | 10.3702 | 9.8834 | 14.7306
924 | 49471.8993 | 0.83499 | 0.74496 | 1.4162 | 1.5179 | 11.3444 | 2.8873 | 2.9602 | 1.8835 | 1.1055 | 0.063173 | 8.6153 | 3.8863 | 0.24831 | 0.28094 | 0.14292 | 0.33305 | 0.091854 | 0.13672 | 0.49421 | 0.22533 | 2.237 | 2.6418 | 0.085528 | 1.7603 | 0.46061 | 0.014674 | 0.5865 | 0.55606 | 0.11692 | 0.07423 | 8.2835 | 8.705 | 12.4105
925 | 53277.6994 | 0.89817 | 0.98038 | 1.1407 | 1.659 | 11.8569 | 2.2278 | 2.5933 | 1.3382 | 0.49087 | 0.02549 | 8.1502 | 3.0171 | 0.38625 | 0.27745 | 0.14736 | 0.33797 | 0.080113 | 0.15291 | 0.39645 | 0.17984 | 2.2631 | 2.2284 | 0.0827 | 2.0756 | 0.42278 | 0.013129 | 0.53049 | 0.44806 | 0.12764 | 0.070803 | 5.4873 | 9.8701 | 9.9222
926 | 52152.3906 | 0.8941 | 0.80129 | 1.533 | 1.2398 | 13.3528 | 3.8213 | 2.9074 | 0.72076 | 0.06807 | 0.04706 | 6.7751 | 2.7843 | 0.18098 | 0.39732 | 0.15347 | 0.29247 | 0.080857 | 0.12355 | 0.49012 | 0.22961 | 2.3545 | 2.3729 | 0.1068 | 1.9033 | 0.47336 | 0.010662 | 0.55522 | 0.5799 | 0.12341 | 0.070674 | 6.2069 | 6.7934 | 8.9995
927 | 45261.1629 | 0.87267 | 0.87815 | 1.0691 | 1.7511 | 10.6494 | 3.0197 | 2.2097 | 0.98702 | 0.70373 | 0.026832 | 7.9986 | 0.90759 | 0.34168 | 0.36544 | 0.12433 | 0.39196 | 0.079524 | 0.16114 | 0.52327 | 0.18641 | 2.3698 | 2.1149 | 0.078903 | 1.8665 | 0.50004 | 0.014612 | 0.51458 | 0.49723 | 0.11792 | 0.080237 | 8.4979 | 8.8168 | 11.3087
928 | 56673.3203 | 0.85459 | 0.74461 | 1.064 | 1.5134 | 14.9741 | 3.0174 | 3.4001 | 1.9142 | 0.17251 | 0.027325 | 9.4592 | 2.9732 | 0.31184 | 0.38941 | 0.14539 | 0.35841 | 0.083057 | 0.11456 | 0.50779 | 0.20037 | 2.3822 | 2.1182 | 0.091158 | 1.6592 | 0.3575 | 0.015316 | 0.58764 | 0.45751 | 0.11803 | 0.080264 | 11.3123 | 8.9034 | 8.6731
929 | 43204.6155 | 0.78563 | 0.72968 | 1.2939 | 1.7372 | 12.69 | 1.3722 | 2.7285 | 1.2378 | 0.34473 | 0.063414 | 9.5764 | 3.0625 | 0.22568 | 0.34647 | 0.12168 | 0.25924 | 0.080786 | 0.11129 | 0.46846 | 0.23576 | 2.0504 | 2.1906 | 0.093526 | 1.7867 | 0.44242 | 0.01124 | 0.52993 | 0.50587 | 0.099919 | 0.072535 | 10.3209 | 8.2216 | 15.6199
930 | 51061.3225 | 0.8624 | 0.82955 | 1.4061 | 1.7875 | 15.9476 | 4.8583 | 1.3535 | 0.67938 | 0.090244 | 0.04758 | 6.5536 | 1.1027 | 0.37388 | 0.32395 | 0.15282 | 0.39296 | 0.06256 | 0.15403 | 0.39996 | 0.18905 | 1.9275 | 2.1453 | 0.095529 | 1.8295 | 0.41778 | 0.012886 | 0.59064 | 0.50706 | 0.12853 | 0.067409 | 9.0573 | 9.8084 | 15.1667
931 | 48961.967 | 0.76861 | 0.88764 | 1.5218 | 1.2264 | 12.7431 | 1.7905 | 3.1935 | 1.2233 | 0.52074 | 0.07465 | 7.2165 | 0.94443 | 0.15772 | 0.31558 | 0.13917 | 0.33704 | 0.066607 | 0.12882 | 0.52899 | 0.22484 | 2.3571 | 1.9982 | 0.09478 | 1.7233 | 0.43055 | 0.013564 | 0.49807 | 0.41637 | 0.11786 | 0.065671 | 9.2802 | 9.3225 | 9.2369
932 | 37845.4679 | 0.86174 | 0.72352 | 1.5272 | 1.5611 | 10.6945 | 1.2819 | 1.1731 | 1.9692 | 0.52009 | 0.075302 | 7.0822 | 3.2336 | 0.16489 | 0.38962 | 0.12368 | 0.31663 | 0.072649 | 0.15974 | 0.40126 | 0.16247 | 2.4767 | 2.0648 | 0.094135 | 1.6268 | 0.4743 | 0.013904 | 0.50244 | 0.56531 | 0.12605 | 0.082522 | 7.1799 | 7.6247 | 11.452
933 | 54444.5798 | 0.98565 | 0.83408 | 1.5145 | 1.5594 | 10.9978 | 2.9153 | 3.6731 | 0.80561 | 0.13863 | 0.070139 | 9.6829 | 1.749 | 0.12336 | 0.39467 | 0.11345 | 0.35071 | 0.077353 | 0.13551 | 0.44833 | 0.16878 | 2.1503 | 2.1828 | 0.10836 | 1.9746 | 0.44078 | 0.015093 | 0.63358 | 0.50382 | 0.13234 | 0.068365 | 7.7421 | 7.8288 | 14.5932
934 | 40185.5608 | 0.95905 | 0.75925 | 1.3744 | 1.3098 | 9.9355 | 2.4876 | 2.8334 | 1.8217 | 0.11153 | 0.044279 | 7.8211 | 3.049 | 0.27463 | 0.34206 | 0.12061 | 0.33237 | 0.093359 | 0.16082 | 0.48888 | 0.16862 | 2.5399 | 2.5739 | 0.088198 | 1.8829 | 0.36419 | 0.013721 | 0.56538 | 0.50779 | 0.12013 | 0.076891 | 8.8524 | 9.9704 | 10.9893
935 | 42028.763 | 0.79736 | 0.84006 | 0.97509 | 1.5815 | 12.2747 | 1.6668 | 3.2204 | 1.7745 | 0.39163 | 0.021083 | 9.7829 | 3.7878 | 0.16573 | 0.33062 | 0.15433 | 0.33351 | 0.078669 | 0.1331 | 0.40044 | 0.16824 | 2.3331 | 2.2799 | 0.10052 | 1.6902 | 0.3704 | 0.014283 | 0.46597 | 0.41914 | 0.10851 | 0.069568 | 8.4648 | 8.9242 | 12.3642
936 | 49490.4867 | 0.8812 | 0.92466 | 1.335 | 1.2179 | 10.0912 | 1.1858 | 0.56663 | 1.5686 | 0.77679 | 0.050972 | 6.6681 | 3.0284 | 0.23593 | 0.38874 | 0.14076 | 0.31688 | 0.076258 | 0.13148 | 0.34645 | 0.16535 | 2.2805 | 2.3282 | 0.10643 | 1.8788 | 0.44966 | 0.011786 | 0.5364 | 0.46263 | 0.0934 | 0.079146 | 10.0577 | 7.0305 | 12.0221
937 | 44231.0332 | 0.80171 | 0.8706 | 1.1388 | 1.7828 | 8.714 | 3.8743 | 3.7305 | 1.9446 | 0.79092 | 0.060291 | 9.5695 | 2.0748 | 0.40121 | 0.39754 | 0.15313 | 0.32385 | 0.093547 | 0.11579 | 0.46248 | 0.16791 | 1.8789 | 2.2711 | 0.093722 | 2.1167 | 0.48855 | 0.015055 | 0.50144 | 0.47009 | 0.12208 | 0.067312 | 6.0908 | 7.0927 | 12.0078
938 | 54082.1999 | 0.9924 | 0.92364 | 1.1501 | 1.3899 | 12.1431 | 3.3652 | 3.294 | 0.79482 | 0.4846 | 0.023563 | 8.075 | 2.4297 | 0.37149 | 0.35031 | 0.14153 | 0.37554 | 0.078214 | 0.13618 | 0.40419 | 0.18944 | 2.2784 | 2.0958 | 0.075815 | 1.6915 | 0.39163 | 0.012668 | 0.49329 | 0.4689 | 0.11311 | 0.068498 | 10.8335 | 9.1517 | 8.6669
939 | 41635.076 | 0.87451 | 0.86683 | 1.4469 | 1.7909 | 12.6842 | 2.5507 | 2.8509 | 0.91388 | 0.21655 | 0.057421 | 9.0726 | 1.4106 | 0.41968 | 0.39339 | 0.16526 | 0.3467 | 0.070604 | 0.1241 | 0.48221 | 0.20419 | 2.2614 | 2.186 | 0.082829 | 1.5956 | 0.48959 | 0.010577 | 0.47658 | 0.53187 | 0.13667 | 0.063173 | 6.3882 | 8.12 | 14.2615
940 | 41192.4958 | 0.79525 | 0.97956 | 1.4557 | 1.7113 | 14.3264 | 1.6796 | 2.7386 | 1.3959 | 1.0214 | 0.035992 | 9.61 | 1.2507 | 0.26237 | 0.28607 | 0.13202 | 0.30469 | 0.06045 | 0.12703 | 0.45062 | 0.15733 | 2.3928 | 2.2571 | 0.079329 | 1.9878 | 0.44009 | 0.011729 | 0.44612 | 0.44901 | 0.13284 | 0.072589 | 10.9119 | 7.15 | 12.0817
941 | 44834.6076 | 0.95096 | 0.88954 | 1.2114 | 1.5229 | 9.5028 | 0.95991 | 2.1686 | 0.73061 | 0.088996 | 0.054229 | 8.2318 | 0.52958 | 0.30492 | 0.40179 | 0.13855 | 0.30628 | 0.093273 | 0.13317 | 0.36896 | 0.1765 | 2.1339 | 2.0474 | 0.1017 | 1.8658 | 0.38661 | 0.012323 | 0.5148 | 0.52251 | 0.12542 | 0.057471 | 9.604 | 9.3357 | 9.7979
942 | 49010.4723 | 0.75853 | 0.86128 | 1.3258 | 1.5735 | 7.6797 | 2.6458 | 3.8086 | 1.4602 | 0.10851 | 0.037188 | 7.9832 | 2.2589 | 0.27675 | 0.3922 | 0.12483 | 0.36152 | 0.096874 | 0.14291 | 0.39546 | 0.1619 | 2.1658 | 2.6852 | 0.097282 | 1.8233 | 0.45408 | 0.011856 | 0.51956 | 0.49525 | 0.11492 | 0.071041 | 10.4604 | 7.0029 | 10.8897
943 | 49779.683 | 0.79573 | 0.76437 | 1.3395 | 1.5956 | 9.3038 | 1.7299 | 0.64488 | 1.5325 | 0.78929 | 0.02353 | 7.9475 | 2.014 | 0.26932 | 0.39434 | 0.13793 | 0.38642 | 0.082386 | 0.1194 | 0.5402 | 0.17838 | 2.4264 | 2.3065 | 0.092968 | 1.6557 | 0.44995 | 0.015008 | 0.64848 | 0.47089 | 0.12246 | 0.056581 | 8.8343 | 8.1353 | 15.7436
944 | 35489.0764 | 0.94338 | 0.72142 | 1.1541 | 1.8099 | 7.0795 | 5.0692 | 0.53613 | 0.7472 | 0.19363 | 0.052069 | 7.6021 | 3.1617 | 0.27133 | 0.30452 | 0.16752 | 0.33258 | 0.088967 | 0.14084 | 0.38395 | 0.20962 | 2.3787 | 2.4472 | 0.099897 | 1.7406 | 0.3547 | 0.013792 | 0.53766 | 0.48295 | 0.10186 | 0.078782 | 11.8365 | 9.6002 | 10.8145
945 | 51327.5553 | 0.92108 | 0.92568 | 0.9419 | 1.6129 | 11.085 | 4.4867 | 2.9525 | 1.658 | 0.84835 | 0.02082 | 7.3754 | 2.3019 | 0.1918 | 0.27174 | 0.16892 | 0.30224 | 0.081138 | 0.13758 | 0.4559 | 0.21658 | 2.4452 | 2.5418 | 0.10127 | 1.8558 | 0.46604 | 0.013661 | 0.63559 | 0.48871 | 0.10661 | 0.085523 | 6.3092 | 7.3667 | 9.2248
946 | 42958.2972 | 0.80667 | 0.74147 | 0.98928 | 1.6029 | 8.8536 | 3.0064 | 3.272 | 1.845 | 0.74817 | 0.031751 | 7.3982 | 3.8652 | 0.37186 | 0.36519 | 0.13948 | 0.2987 | 0.084488 | 0.12277 | 0.46465 | 0.16999 | 2.1191 | 2.1025 | 0.10456 | 1.6325 | 0.40854 | 0.012611 | 0.52473 | 0.44515 | 0.1163 | 0.070289 | 9.2957 | 6.9153 | 11.2788
947 | 50606.3547 | 0.96699 | 0.96625 | 1.4714 | 1.35 | 11.0272 | 2.578 | 2.1108 | 0.88136 | 0.28848 | 0.047509 | 6.2479 | 3.6123 | 0.3089 | 0.35065 | 0.12373 | 0.29479 | 0.075956 | 0.12833 | 0.3836 | 0.17303 | 2.6674 | 2.3126 | 0.10657 | 2.2229 | 0.41286 | 0.010861 | 0.52267 | 0.57656 | 0.1496 | 0.075262 | 13.007 | 8.2305 | 9.1386
948 | 45927.8069 | 0.84848 | 0.91228 | 1.508 | 1.2725 | 7.4759 | 2.7594 | 1.0025 | 1.4023 | 0.72609 | 0.078254 | 8.521 | 0.88928 | 0.31124 | 0.28631 | 0.17103 | 0.36974 | 0.065796 | 0.12205 | 0.40255 | 0.19811 | 2.2068 | 1.9746 | 0.074954 | 1.4439 | 0.50542 | 0.013714 | 0.59929 | 0.52834 | 0.12317 | 0.064731 | 12.1752 | 8.5221 | 10.2985
949 | 47948.4012 | 0.91754 | 0.93647 | 1.438 | 1.1466 | 13.8877 | 2.8113 | 3.5219 | 1.0487 | 0.29096 | 0.042061 | 8.5152 | 2.1528 | 0.2973 | 0.3612 | 0.11706 | 0.38044 | 0.078804 | 0.12046 | 0.41832 | 0.19356 | 1.9695 | 2.0202 | 0.080754 | 1.893 | 0.45424 | 0.013807 | 0.52652 | 0.39344 | 0.11698 | 0.068827 | 6.7713 | 7.8061 | 12.0679
950 | 48095.3474 | 0.79341 | 0.77486 | 1.3563 | 1.6233 | 12.8207 | 2.2136 | 2.411 | 1.645 | 0.71824 | 0.038103 | 8.1704 | 1.4759 | 0.36305 | 0.3017 | 0.11379 | 0.31806 | 0.081744 | 0.14145 | 0.53651 | 0.18833 | 2.5485 | 2.0139 | 0.096719 | 1.4646 | 0.39727 | 0.013172 | 0.55729 | 0.41114 | 0.1256 | 0.055081 | 13.5289 | 9.5365 | 11.1759
951 | 44333.8038 | 0.77218 | 0.7527 | 1.0084 | 1.6168 | 10.5555 | 3.9357 | 1.5395 | 1.5948 | 0.9611 | 0.052862 | 6.3662 | 1.6447 | 0.30107 | 0.32043 | 0.13263 | 0.32469 | 0.074414 | 0.14228 | 0.42705 | 0.20377 | 2.2994 | 2.5736 | 0.07367 | 1.7411 | 0.39569 | 0.014061 | 0.55453 | 0.49265 | 0.13963 | 0.076284 | 8.6181 | 7.5391 | 13.8233
952 | 48127.0268 | 0.93977 | 0.8315 | 1.4139 | 1.7816 | 11.7224 | 1.3511 | 1.9544 | 1.3404 | 0.87186 | 0.078412 | 6.7567 | 2.8411 | 0.22654 | 0.34014 | 0.12399 | 0.33553 | 0.07561 | 0.13234 | 0.46753 | 0.23824 | 2.6781 | 2.2492 | 0.08148 | 1.5888 | 0.37361 | 0.012785 | 0.5034 | 0.4491 | 0.1257 | 0.066284 | 11.8973 | 8.8093 | 12.69
953 | 45476.6188 | 0.90247 | 0.78539 | 1.0969 | 1.8623 | 12.1574 | 2.7317 | 3.0075 | 1.4242 | 0.44421 | 0.072429 | 8.9341 | 3.2161 | 0.21815 | 0.38155 | 0.11824 | 0.32801 | 0.089877 | 0.12359 | 0.3703 | 0.15879 | 2.2322 | 2.6618 | 0.091061 | 1.6069 | 0.43379 | 0.013253 | 0.5758 | 0.41388 | 0.12851 | 0.068899 | 11.9069 | 6.267 | 8.3497
954 | 47776.0155 | 0.88993 | 0.81802 | 0.98213 | 1.1318 | 11.6216 | 3.2886 | 3.8169 | 0.80411 | 0.73019 | 0.067174 | 9.4138 | 0.85396 | 0.13313 | 0.32741 | 0.14027 | 0.30288 | 0.088855 | 0.10844 | 0.52252 | 0.21986 | 2.3623 | 2.3875 | 0.093136 | 1.6835 | 0.43912 | 0.014673 | 0.46169 | 0.46449 | 0.12083 | 0.073104 | 11.052 | 8.0126 | 11.5599
955 | 41789.3045 | 0.89445 | 0.96853 | 1.2691 | 1.7219 | 13.8632 | 3.8949 | 3.41 | 0.71441 | 1.0432 | 0.053763 | 7.8757 | 2.647 | 0.2864 | 0.27684 | 0.15721 | 0.31947 | 0.085224 | 0.14627 | 0.4688 | 0.2155 | 2.0217 | 2.2937 | 0.10887 | 1.609 | 0.4702 | 0.013681 | 0.51087 | 0.45898 | 0.13952 | 0.071797 | 8.4065 | 6.6419 | 13.1399
956 | 43652.5614 | 0.8239 | 0.95529 | 0.99158 | 1.1999 | 14.1811 | 1.8752 | 1.9068 | 0.89241 | 0.3195 | 0.054904 | 7.8057 | 2.4702 | 0.21904 | 0.37133 | 0.13921 | 0.32519 | 0.067167 | 0.12711 | 0.50303 | 0.21799 | 2.1537 | 2.3609 | 0.087418 | 2.0293 | 0.39541 | 0.010724 | 0.59202 | 0.55506 | 0.11897 | 0.078294 | 9.6601 | 9.1547 | 9.6894
957 | 38501.8018 | 0.84431 | 0.87187 | 1.0567 | 1.1639 | 12.7077 | 4.259 | 2.6499 | 1.2363 | 0.45824 | 0.02546 | 7.8036 | 2.3426 | 0.16723 | 0.32969 | 0.13417 | 0.3644 | 0.084616 | 0.11827 | 0.5116 | 0.22879 | 2.4836 | 2.22 | 0.10217 | 1.769 | 0.35378 | 0.013073 | 0.61545 | 0.39945 | 0.12769 | 0.075555 | 11.2808 | 6.7463 | 10.8508
958 | 54002.6588 | 0.78963 | 0.97686 | 1.452 | 1.2711 | 13.1534 | 1.7566 | 0.70503 | 1.7008 | 0.5854 | 0.023285 | 9.4623 | 0.83688 | 0.24824 | 0.37907 | 0.16652 | 0.35325 | 0.078981 | 0.15452 | 0.51189 | 0.18389 | 2.0912 | 2.1706 | 0.088258 | 1.7719 | 0.45109 | 0.012359 | 0.47249 | 0.5791 | 0.11597 | 0.070809 | 10.7888 | 9.9631 | 13.2773
959 | 50112.4807 | 0.88386 | 0.81139 | 1.2232 | 1.8384 | 12.6122 | 2.8385 | 0.63659 | 0.9216 | 0.77978 | 0.029707 | 7.3884 | 1.8085 | 0.32233 | 0.38393 | 0.12958 | 0.34625 | 0.078595 | 0.14918 | 0.43997 | 0.21999 | 2.1757 | 2.616 | 0.069164 | 1.978 | 0.42037 | 0.011817 | 0.5963 | 0.4323 | 0.13057 | 0.072951 | 10.9992 | 8.9943 | 13.2555
960 | 48690.8661 | 0.83643 | 0.91275 | 1.1582 | 1.4003 | 13.0542 | 2.1959 | 0.92699 | 1.8918 | 0.35109 | 0.032765 | 8.2671 | 3.5748 | 0.39728 | 0.32607 | 0.15097 | 0.33677 | 0.061632 | 0.15624 | 0.43128 | 0.20817 | 2.2866 | 2.1101 | 0.10338 | 1.9421 | 0.48803 | 0.011103 | 0.59094 | 0.48003 | 0.11952 | 0.059201 | 12.059 | 6.4364 | 10.2481
961 | 48584.7707 | 0.83697 | 0.97759 | 1.5256 | 1.5205 | 12.2584 | 3.4169 | 3.3481 | 1.9039 | 0.46977 | 0.047155 | 6.1557 | 2.3085 | 0.29709 | 0.38715 | 0.14323 | 0.34414 | 0.083215 | 0.11539 | 0.45975 | 0.21337 | 1.8597 | 2.3732 | 0.088284 | 1.8144 | 0.47935 | 0.010441 | 0.5611 | 0.53565 | 0.1251 | 0.079021 | 9.2655 | 6.7835 | 8.2011
962 | 46098.6373 | 0.78341 | 0.92927 | 1.0793 | 1.327 | 11.7685 | 2.1529 | 2.1093 | 1.3286 | 0.54732 | 0.05026 | 8.2946 | 1.3052 | 0.14689 | 0.33036 | 0.1491 | 0.33216 | 0.069771 | 0.15465 | 0.43508 | 0.16018 | 2.3283 | 1.9571 | 0.078314 | 1.7787 | 0.37561 | 0.013508 | 0.69321 | 0.40454 | 0.12502 | 0.078523 | 7.4262 | 8.9433 | 11.3432
963 | 40992.6059 | 0.88009 | 0.96994 | 1.0706 | 1.2037 | 8.134 | 1.7665 | 2.8073 | 0.50858 | 0.10323 | 0.041408 | 8.7482 | 0.63364 | 0.26273 | 0.34928 | 0.12208 | 0.35891 | 0.069846 | 0.15745 | 0.43367 | 0.19491 | 2.2499 | 2.19 | 0.10968 | 1.6663 | 0.47585 | 0.012274 | 0.50872 | 0.54159 | 0.12714 | 0.057152 | 6.2854 | 7.3394 | 10.4763
964 | 47962.4416 | 0.8279 | 0.97382 | 1.1382 | 1.2828 | 13.1099 | 1.9115 | 1.3193 | 1.5982 | 0.63476 | 0.073748 | 8.5987 | 2.8427 | 0.24409 | 0.28946 | 0.15902 | 0.38589 | 0.081025 | 0.14989 | 0.38008 | 0.22587 | 1.9009 | 2.0921 | 0.086013 | 1.843 | 0.43743 | 0.014127 | 0.51804 | 0.50228 | 0.13601 | 0.084615 | 12.7205 | 6.7123 | 11.5732
965 | 48076.3145 | 0.79919 | 0.81971 | 1.0455 | 1.43 | 15.8768 | 1.0774 | 0.80718 | 1.5912 | 0.20047 | 0.025299 | 7.3122 | 3.7 | 0.39881 | 0.29369 | 0.15289 | 0.32125 | 0.07601 | 0.1306 | 0.46104 | 0.17564 | 2.16 | 2.2964 | 0.092611 | 1.8965 | 0.434 | 0.012648 | 0.50136 | 0.45676 | 0.13017 | 0.069437 | 10.8525 | 8.5188 | 8.415
966 | 47686.837 | 0.87715 | 0.73569 | 1.3644 | 1.8186 | 12.8404 | 2.9923 | 3.8181 | 1.4091 | 0.83171 | 0.039008 | 7.5822 | 1.7159 | 0.18718 | 0.33874 | 0.14235 | 0.28389 | 0.068064 | 0.10752 | 0.4716 | 0.24181 | 2.0901 | 2.2653 | 0.10634 | 1.915 | 0.39504 | 0.01198 | 0.60391 | 0.46628 | 0.12742 | 0.068479 | 9.9101 | 8.1223 | 11.7227
967 | 56186.6087 | 0.85656 | 0.9456 | 1.5292 | 1.4304 | 7.5704 | 2.629 | 2.1372 | 1.7117 | 0.60504 | 0.054601 | 7.1256 | 1.5134 | 0.21486 | 0.27707 | 0.1512 | 0.33335 | 0.089297 | 0.1386 | 0.47832 | 0.18581 | 2.1641 | 2.5155 | 0.092877 | 1.6886 | 0.42343 | 0.010777 | 0.57265 | 0.46866 | 0.12147 | 0.064038 | 10.025 | 8.4175 | 9.6632
968 | 37554.4905 | 0.91439 | 0.94084 | 1.1167 | 1.3581 | 13.0112 | 2.0366 | 3.6966 | 1.4636 | 1.1705 | 0.070067 | 7.2209 | 0.76917 | 0.12112 | 0.37932 | 0.14953 | 0.33926 | 0.08341 | 0.12633 | 0.4523 | 0.19286 | 2.2254 | 2.1997 | 0.084791 | 1.911 | 0.44725 | 0.01202 | 0.57551 | 0.57765 | 0.10222 | 0.080645 | 8.0247 | 8.7802 | 14.2784
969 | 42504.0739 | 0.87079 | 0.89211 | 1.0355 | 1.2116 | 11.2541 | 3.3969 | 3.8868 | 0.63608 | 0.72399 | 0.02221 | 7.6807 | 0.62194 | 0.14445 | 0.40118 | 0.13759 | 0.39611 | 0.079389 | 0.12953 | 0.46237 | 0.18685 | 2.1762 | 2.3091 | 0.093593 | 1.963 | 0.5065 | 0.014713 | 0.55024 | 0.51564 | 0.096858 | 0.072385 | 11.4132 | 7.0398 | 11.634
970 | 53501.6676 | 0.89147 | 0.97432 | 1.5356 | 1.2694 | 10.8651 | 2.5738 | 3.8933 | 1.9777 | 0.26213 | 0.052529 | 9.4196 | 2.8189 | 0.17311 | 0.33546 | 0.12494 | 0.31724 | 0.062048 | 0.1185 | 0.46867 | 0.2055 | 2.2926 | 2.6823 | 0.10731 | 1.9147 | 0.38916 | 0.011297 | 0.56944 | 0.40351 | 0.13004 | 0.077698 | 5.9183 | 9.1372 | 12.9268
971 | 48811.1799 | 0.97211 | 0.75866 | 1.4334 | 1.355 | 14.4104 | 2.4766 | 3.4605 | 0.76412 | 0.8476 | 0.043019 | 6.1488 | 2.3173 | 0.33338 | 0.34429 | 0.14168 | 0.38923 | 0.067939 | 0.13185 | 0.38417 | 0.21571 | 2.1913 | 2.4446 | 0.098608 | 2.1587 | 0.47595 | 0.011657 | 0.56578 | 0.48043 | 0.11075 | 0.067169 | 6.591 | 7.7877 | 14.5842
972 | 44657.2099 | 0.8264 | 0.83898 | 1.4619 | 1.4601 | 11.5173 | 1.3432 | 1.9439 | 0.85497 | 0.4791 | 0.053449 | 8.1479 | 1.6058 | 0.24195 | 0.36066 | 0.15007 | 0.36511 | 0.087254 | 0.10421 | 0.45615 | 0.23174 | 2.5774 | 2.1784 | 0.10566 | 2.0318 | 0.43296 | 0.014012 | 0.6459 | 0.49786 | 0.10908 | 0.05683 | 8.2884 | 8.9997 | 12.7723
973 | 51832.1409 | 0.91998 | 0.85813 | 1.0166 | 1.1414 | 12.9565 | 4.0802 | 3.5275 | 0.7123 | 1.0338 | 0.062163 | 6.2259 | 3.1086 | 0.22058 | 0.31682 | 0.1573 | 0.3699 | 0.089117 | 0.14426 | 0.37833 | 0.18896 | 2.2127 | 2.6931 | 0.084345 | 2.084 | 0.37765 | 0.013644 | 0.51225 | 0.43809 | 0.13081 | 0.067866 | 13.601 | 9.2014 | 11.4761
974 | 48212.9391 | 0.99339 | 0.75691 | 1.2153 | 1.2314 | 13.4171 | 4.6746 | 1.9173 | 1.5508 | 0.37539 | 0.061281 | 6.8749 | 1.2671 | 0.26906 | 0.32988 | 0.13228 | 0.32448 | 0.074688 | 0.15712 | 0.46119 | 0.19122 | 2.1185 | 1.8343 | 0.085184 | 1.9524 | 0.46236 | 0.012902 | 0.62518 | 0.41081 | 0.12935 | 0.07921 | 13.2384 | 8.6252 | 9.5296
975 | 48115.2405 | 0.75818 | 0.76286 | 0.93759 | 1.6505 | 11.4335 | 3.1865 | 3.5499 | 1.0407 | 0.60234 | 0.079184 | 7.5358 | 3.9668 | 0.28491 | 0.34444 | 0.14128 | 0.29393 | 0.086071 | 0.12289 | 0.55777 | 0.21459 | 2.5597 | 2.3247 | 0.089044 | 1.9231 | 0.46635 | 0.012806 | 0.58049 | 0.45242 | 0.13534 | 0.070927 | 9.7276 | 9.863 | 8.2731
976 | 54151.5263 | 0.82874 | 0.96401 | 1.2704 | 1.2069 | 14.0085 | 4.3636 | 2.4672 | 1.344 | 0.11824 | 0.033651 | 7.4782 | 1.9172 | 0.19606 | 0.31623 | 0.13838 | 0.34959 | 0.096042 | 0.11501 | 0.39233 | 0.199 | 1.7121 | 2.5479 | 0.090176 | 1.8898 | 0.38672 | 0.011264 | 0.58906 | 0.43331 | 0.1241 | 0.068096 | 11.7513 | 6.1227 | 13.0562
977 | 52232.9239 | 0.80541 | 0.719 | 1.2393 | 1.8641 | 11.4728 | 4.4532 | 2.2038 | 0.53881 | 0.45462 | 0.055381 | 6.8281 | 2.5094 | 0.14302 | 0.33646 | 0.12466 | 0.33325 | 0.08775 | 0.10953 | 0.4156 | 0.19191 | 2.3501 | 2.7199 | 0.083579 | 1.9766 | 0.35421 | 0.013342 | 0.56275 | 0.38373 | 0.12577 | 0.073219 | 12.3474 | 9.0193 | 14.1047
978 | 40900.9724 | 0.8698 | 0.82881 | 1.1969 | 1.6929 | 10.6618 | 4.1864 | 0.50503 | 0.60823 | 0.9259 | 0.076635 | 6.805 | 1.3364 | 0.15144 | 0.40359 | 0.11595 | 0.33465 | 0.091024 | 0.13701 | 0.43686 | 0.23107 | 2.187 | 2.0936 | 0.075187 | 2.1062 | 0.43795 | 0.011534 | 0.68394 | 0.43616 | 0.1159 | 0.074677 | 11.5248 | 6.9325 | 13.3066
979 | 43730.1579 | 0.89693 | 0.84226 | 1.3474 | 1.1391 | 8.6293 | 3.6839 | 1.8629 | 0.94827 | 0.05339 | 0.032949 | 7.6624 | 2.3214 | 0.15622 | 0.3901 | 0.14863 | 0.36174 | 0.087075 | 0.1456 | 0.41915 | 0.21165 | 2.3423 | 2.4232 | 0.078775 | 1.8558 | 0.45907 | 0.013754 | 0.56796 | 0.42172 | 0.12975 | 0.07845 | 5.8845 | 7.6663 | 9.1542
980 | 41804.9743 | 0.90944 | 0.84044 | 1.2055 | 1.8095 | 10.8274 | 2.9262 | 3.6831 | 1.5206 | 1.038 | 0.032285 | 9.5624 | 3.7924 | 0.22497 | 0.35513 | 0.14016 | 0.35601 | 0.082667 | 0.13428 | 0.4098 | 0.20779 | 2.0844 | 2.1679 | 0.10252 | 1.7096 | 0.4464 | 0.012551 | 0.61413 | 0.50312 | 0.10235 | 0.06326 | 5.5629 | 6.7639 | 9.773
981 | 52694.957 | 0.78121 | 0.95415 | 1.259 | 1.686 | 6.7997 | 2.0988 | 1.0461 | 0.59135 | 1.1167 | 0.042016 | 6.1453 | 1.4329 | 0.337 | 0.32926 | 0.14486 | 0.3744 | 0.076779 | 0.11398 | 0.46489 | 0.19072 | 1.7524 | 2.5797 | 0.096187 | 1.6339 | 0.44711 | 0.014352 | 0.57286 | 0.48433 | 0.12528 | 0.05964 | 10.7438 | 7.6609 | 11.4628
982 | 42974.1394 | 0.92433 | 0.88535 | 0.9458 | 1.2963 | 8.5709 | 2.4795 | 2.9756 | 1.6635 | 0.3359 | 0.020926 | 7.4944 | 3.1708 | 0.20329 | 0.33993 | 0.14789 | 0.37768 | 0.08287 | 0.13141 | 0.42514 | 0.20195 | 2.3113 | 2.2136 | 0.10994 | 1.7026 | 0.41161 | 0.012351 | 0.66294 | 0.4393 | 0.1101 | 0.07049 | 8.3158 | 6.9919 | 12.9613
983 | 39463.8769 | 0.96386 | 0.80565 | 1.0434 | 1.1586 | 12.4592 | 2.6774 | 1.9358 | 1.7294 | 1.0089 | 0.061205 | 6.2996 | 3.1851 | 0.42563 | 0.37646 | 0.14298 | 0.33204 | 0.075972 | 0.13913 | 0.46288 | 0.1825 | 2.4324 | 2.2044 | 0.10315 | 1.7927 | 0.4628 | 0.013748 | 0.49325 | 0.52058 | 0.11162 | 0.07096 | 8.5511 | 7.7692 | 12.2058
984 | 53867.2858 | 0.81217 | 0.8092 | 1.2509 | 1.4873 | 11.4993 | 2.3989 | 3.8992 | 1.8113 | 0.8612 | 0.022267 | 9.6582 | 2.5971 | 0.40737 | 0.30309 | 0.14903 | 0.34115 | 0.080176 | 0.1258 | 0.42042 | 0.22838 | 2.3777 | 1.9404 | 0.074442 | 2.0789 | 0.47476 | 0.01249 | 0.58088 | 0.40221 | 0.14279 | 0.060235 | 11.0475 | 9.4681 | 8.3243
985 | 41125.2251 | 0.97054 | 0.85572 | 0.98039 | 1.557 | 10.0203 | 3.2733 | 0.7775 | 1.8349 | 0.95405 | 0.056312 | 7.7795 | 1.3525 | 0.19897 | 0.31178 | 0.12574 | 0.33829 | 0.078826 | 0.13068 | 0.48159 | 0.17038 | 2.2438 | 2.0013 | 0.068659 | 1.8473 | 0.43575 | 0.013554 | 0.47934 | 0.52547 | 0.10006 | 0.077741 | 10.1349 | 7.4982 | 13.8027
986 | 46541.6624 | 0.94556 | 0.94532 | 1.1802 | 1.5172 | 11.7646 | 2.2445 | 0.6592 | 1.1409 | 1.1431 | 0.07565 | 7.6435 | 1.9378 | 0.12645 | 0.39318 | 0.15542 | 0.35884 | 0.088206 | 0.14849 | 0.47884 | 0.2034 | 2.4229 | 2.5873 | 0.077393 | 1.9567 | 0.47795 | 0.014271 | 0.54816 | 0.48524 | 0.12619 | 0.060989 | 12.7841 | 8.4373 | 8.8566
987 | 44813.1548 | 0.77831 | 0.9751 | 1.142 | 1.2322 | 9.0043 | 4.3831 | 1.0332 | 0.51501 | 0.19163 | 0.045587 | 6.7131 | 0.78447 | 0.17479 | 0.27278 | 0.14759 | 0.37586 | 0.08234 | 0.13442 | 0.44752 | 0.19474 | 2.1319 | 2.1327 | 0.086771 | 1.95 | 0.3411 | 0.013575 | 0.59736 | 0.38871 | 0.13778 | 0.067738 | 9.7696 | 8.1429 | 15.8841
988 | 46953.6321 | 0.86753 | 0.94857 | 1.5278 | 1.2128 | 10.5945 | 3.5676 | 2.2452 | 1.092 | 0.91886 | 0.024332 | 8.6885 | 1.3614 | 0.17178 | 0.34464 | 0.16479 | 0.30435 | 0.084569 | 0.12869 | 0.43084 | 0.21199 | 2.0714 | 2.1734 | 0.097728 | 1.6391 | 0.35506 | 0.014776 | 0.45874 | 0.43141 | 0.11362 | 0.068801 | 14.4613 | 6.3764 | 10.2402
989 | 57123.6421 | 0.84858 | 0.7905 | 0.95501 | 1.7262 | 6.3838 | 2.279 | 2.8552 | 1.5377 | 0.64098 | 0.051622 | 9.8342 | 3.7841 | 0.29121 | 0.3206 | 0.11791 | 0.36804 | 0.0688 | 0.10912 | 0.44849 | 0.18126 | 2.3641 | 2.2744 | 0.10229 | 1.7245 | 0.45005 | 0.013786 | 0.63238 | 0.49014 | 0.11227 | 0.067947 | 10.4477 | 9.772 | 9.5565
990 | 50826.3612 | 0.86643 | 0.86248 | 1.4311 | 1.7171 | 10.6093 | 2.3511 | 1.6746 | 1.2542 | 0.58128 | 0.069856 | 7.6175 | 3.4213 | 0.19792 | 0.39706 | 0.15744 | 0.38678 | 0.07871 | 0.15825 | 0.44225 | 0.21994 | 2.2057 | 2.2376 | 0.079428 | 1.7507 | 0.4537 | 0.01133 | 0.57424 | 0.49892 | 0.095514 | 0.056979 | 10.0725 | 8.5682 | 14.103
991 | 40711.3502 | 0.99163 | 0.80419 | 1.047 | 1.5187 | 12.5342 | 3.1387 | 0.75903 | 0.99101 | 0.88641 | 0.070645 | 7.2591 | 0.59146 | 0.15213 | 0.36805 | 0.13765 | 0.40889 | 0.088154 | 0.13751 | 0.40444 | 0.23015 | 1.865 | 2.0094 | 0.071719 | 1.7631 | 0.49339 | 0.010317 | 0.64274 | 0.46862 | 0.1299 | 0.058522 | 14.026 | 8.8393 | 14.8722
992 | 44490.1076 | 0.79166 | 0.7127 | 1.3086 | 1.8419 | 11.9766 | 2.7398 | 3.4438 | 1.8667 | 0.86319 | 0.021686 | 7.0982 | 1.5608 | 0.4174 | 0.38637 | 0.14253 | 0.28413 | 0.072484 | 0.13076 | 0.463 | 0.19968 | 2.1351 | 2.7304 | 0.10599 | 2.034 | 0.46317 | 0.01501 | 0.57532 | 0.52186 | 0.11648 | 0.067205 | 8.6722 | 7.9343 | 15.173
993 | 47366.8045 | 0.87483 | 0.79325 | 1.5391 | 1.4367 | 11.0608 | 4.4178 | 0.5911 | 1.9514 | 1.0397 | 0.036563 | 8.7841 | 3.2406 | 0.20973 | 0.35242 | 0.11748 | 0.38465 | 0.077124 | 0.1262 | 0.46367 | 0.22905 | 2.5922 | 2.311 | 0.088081 | 1.8648 | 0.39592 | 0.013862 | 0.61468 | 0.42423 | 0.12037 | 0.07497 | 12.7674 | 7.6099 | 11.1415
994 | 51889.9641 | 0.8174 | 0.888 | 1.1473 | 1.7005 | 10.7253 | 2.4311 | 1.3134 | 0.61491 | 0.95173 | 0.077415 | 9.9197 | 3.3556 | 0.17513 | 0.40412 | 0.13532 | 0.31289 | 0.065188 | 0.15195 | 0.43757 | 0.16766 | 2.5068 | 2.264 | 0.075578 | 1.8768 | 0.35243 | 0.010659 | 0.60001 | 0.40598 | 0.12996 | 0.070382 | 10.7993 | 9.3265 | 13.6864
995 | 51779.6972 | 0.77303 | 0.9954 | 1.1527 | 1.5937 | 10.5814 | 4.0561 | 2.0483 | 1.0317 | 1.0792 | 0.05384 | 8.6013 | 2.0059 | 0.21267 | 0.27797 | 0.13695 | 0.36716 | 0.080314 | 0.13704 | 0.5193 | 0.17144 | 2.1302 | 2.1279 | 0.089876 | 1.5339 | 0.51839 | 0.011697 | 0.53548 | 0.46193 | 0.10454 | 0.064546 | 13.0498 | 9.4535 | 8.3185
996 | 49064.4478 | 0.92803 | 0.78617 | 1.2954 | 1.2444 | 10.9463 | 2.747 | 3.4669 | 1.8159 | 0.56652 | 0.067959 | 7.6088 | 1.234 | 0.18362 | 0.35679 | 0.13031 | 0.27143 | 0.073032 | 0.14388 | 0.51371 | 0.1621 | 1.8515 | 2.5766 | 0.089607 | 1.7575 | 0.41664 | 0.012698 | 0.64392 | 0.44171 | 0.1398 | 0.076336 | 12.2326 | 6.6187 | 15.9329
997 | 43886.5332 | 0.86505 | 0.79793 | 1.0535 | 1.757 | 13.9273 | 1.3853 | 1.2194 | 0.70488 | 0.4265 | 0.042579 | 6.7243 | 3.2119 | 0.20102 | 0.37237 | 0.15963 | 0.3255 | 0.080275 | 0.15082 | 0.4885 | 0.20363 | 2.2075 | 2.0359 | 0.08233 | 1.6963 | 0.48951 | 0.011061 | 0.58864 | 0.42025 | 0.14714 | 0.080555 | 10.3994 | 6.8943 | 10.3329
998 | 41318.3826 | 0.88802 | 0.76263 | 0.99797 | 1.2953 | 10.6661 | 2.7535 | 0.63416 | 1.0259 | 0.58285 | 0.066604 | 8.62 | 1.3012 | 0.32189 | 0.37617 | 0.12726 | 0.37238 | 0.072388 | 0.13212 | 0.41713 | 0.20759 | 2.2772 | 2.4066 | 0.095104 | 2.2175 | 0.42159 | 0.012814 | 0.55475 | 0.54611 | 0.12987 | 0.066114 | 7.603 | 9.6289 | 10.6569
999 | 48425.0932 | 0.90386 | 0.94238 | 1.3763 | 1.1744 | 14.6761 | 1.2004 | 2.3857 | 0.559 | 0.29464 | 0.029181 | 6.0881 | 2.6223 | 0.43017 | 0.29112 | 0.11905 | 0.34501 | 0.083286 | 0.13791 | 0.40838 | 0.23417 | 2.2119 | 2.6075 | 0.09324 | 1.7057 | 0.44773 | 0.014749 | 0.62617 | 0.39975 | 0.11633 | 0.074853 | 10.7742 | 9.8437 | 12.7396

## Uncertainty results
Element | Biorefinery
Variable | FERM product price [$/gal] | WWT CAPEX [MM$] | WWT electricity usage [MW] | Mixer-M701 installed cost [MM$] | Mixer-M701 electricity usage [MW] | InternalCirculationRx-R701 installed cost [MM$] | InternalCirculationRx-R701 electricity usage [MW] | AnMBR-R702 installed cost [MM$] | AnMBR-R702 electricity usage [MW] | PolishingFilter-R703 installed cost [MM$] | PolishingFilter-R703 electricity usage [MW] | Splitter-S701 installed cost [MM$] | Splitter-S701 electricity usage [MW] | Mixer-M703 installed cost [MM$] | Mixer-M703 electricity usage [MW] | BeltThickener-S702 installed cost [MM$] | BeltThickener-S702 electricity usage [MW] | SludgeCentrifuge-S703 installed cost [MM$] | SludgeCentrifuge-S703 electricity usage [MW] | Mixer-M702 installed cost [MM$] | Mixer-M702 electricity usage [MW] | ReverseOsmosis-S704 installed cost [MM$] | ReverseOsmosis-S704 electricity usage [MW] | Pump-R701_eff installed cost [MM$] | Pump-R701_eff electricity usage [MW] | Pump-R701_sludge installed cost [MM$] | Pump-R701_sludge electricity usage [MW] | Pump-S702_eff installed cost [MM$] | Pump-S702_eff electricity usage [MW] | Pump-S702_sludge installed cost [MM$] | Pump-S702_sludge electricity usage [MW] | Pump-S703_eff installed cost [MM$] | Pump-S703_eff electricity usage [MW] | Pump-S703_sludge installed cost [MM$] | Pump-S703_sludge electricity usage [MW] | WWT produced energy [MW]
0 | 0.53594 | 16.4237 | 2386.6015 | 0 | 0 | 0.88018 | 0.01746 | 0.70113 | 0.019491 | 0.4798 | 0.00091891 | 0 | 0 | 0 | 0 | 0.037663 | 0.0014983 | 0.059069 | 0.00031955 | 0 | 0 | 4.0613 | 0.24237 | 0.024306 | 0.017159 | 0.015268 | 0.00030095 | 0.015598 | 0.0011788 | 0.015265 | 0.00031955 | 0.015268 | 0.0002584 | 0.014874 | 6.1142e-05 | 0.81246 | 1.6007
1 | 0.57771 | 15.5953 | 2138.6168 | 0 | 0 | 0.88814 | 0.015901 | 0.70544 | 0.016491 | 0.43853 | 0.00091891 | 0 | 0 | 0 | 0 | 0.037623 | 0.0013342 | 0.057165 | 0.00028346 | 0 | 0 | 3.7695 | 0.21758 | 0.023584 | 0.015632 | 0.015268 | 0.00026933 | 0.015557 | 0.0010508 | 0.015265 | 0.00028346 | 0.01506 | 0.00022921 | 0.014874 | 5.4248e-05 | 0.87924 | 1.7254
2 | 0.63257 | 15.8515 | 2205.7501 | 0 | 0 | 0.83691 | 0.016349 | 0.7152 | 0.016491 | 0.47091 | 0.00091891 | 0 | 0 | 0 | 0 | 0.037622 | 0.0013999 | 0.057907 | 0.00029856 | 0 | 0 | 3.8577 | 0.225 | 0.023792 | 0.016071 | 0.015268 | 0.00027838 | 0.015557 | 0.0011013 | 0.015265 | 0.00029856 | 0.01506 | 0.00024145 | 0.014873 | 5.7115e-05 | 0.52167 | 1.8893
3 | 0.45454 | 16.7672 | 2407.1082 | 0 | 0 | 0.84491 | 0.017544 | 0.6402 | 0.019491 | 0.63213 | 0.00091891 | 0 | 0 | 0 | 0 | 0.037663 | 0.0015768 | 0.05998 | 0.00034048 | 0 | 0 | 4.087 | 0.2446 | 0.024345 | 0.017241 | 0.015268 | 0.00030264 | 0.015597 | 0.0012363 | 0.015266 | 0.00034048 | 0.015268 | 0.00027512 | 0.014875 | 6.5354e-05 | 0.85755 | 1.3576
4 | 0.45985 | 14.1388 | 1919.2054 | 0 | 0 | 0.76125 | 0.014364 | 0.6468 | 0.016491 | 0.38656 | 0.00091891 | 0 | 0 | 0 | 0 | 0.037624 | 0.0011838 | 0.055521 | 0.00025033 | 0 | 0 | 3.4751 | 0.19332 | 0.022262 | 0.014126 | 0.01506 | 0.00023843 | 0.015559 | 0.00093343 | 0.015265 | 0.00025033 | 0.01506 | 0.00020242 | 0.014874 | 4.7913e-05 | 0.78131 | 1.3734
5 | 0.52685 | 16.7453 | 2453.0234 | 0 | 0 | 0.87073 | 0.017864 | 0.72575 | 0.019491 | 0.48936 | 0.00091891 | 0 | 0 | 0 | 0 | 0.037663 | 0.001519 | 0.059238 | 0.00032371 | 0 | 0 | 4.1483 | 0.2499 | 0.024493 | 0.017555 | 0.015268 | 0.00030927 | 0.015598 | 0.0011953 | 0.015265 | 0.00032371 | 0.015268 | 0.00026176 | 0.014874 | 6.195e-05 | 0.98245 | 1.5736
6 | 0.52417 | 16.8408 | 2473.2362 | 0 | 0 | 0.93333 | 0.018009 | 0.68836 | 0.019491 | 0.49753 | 0.00091891 | 0 | 0 | 0 | 0 | 0.037663 | 0.0015452 | 0.059512 | 0.00032961 | 0 | 0 | 4.1735 | 0.2521 | 0.024559 | 0.017697 | 0.015268 | 0.0003122 | 0.015597 | 0.0012156 | 0.015265 | 0.00032961 | 0.015268 | 0.00026653 | 0.014874 | 6.3078e-05 | 0.88342 | 1.5655
7 | 0.68772 | 14.6067 | 2006.4241 | 0 | 0 | 0.75078 | 0.014993 | 0.61786 | 0.016491 | 0.46839 | 0.00091891 | 0 | 0 | 0 | 0 | 0.037623 | 0.0012643 | 0.056442 | 0.00026823 | 0 | 0 | 3.5922 | 0.20288 | 0.022557 | 0.014742 | 0.015268 | 0.00025096 | 0.015558 | 0.00099606 | 0.015265 | 0.00026823 | 0.01506 | 0.00021691 | 0.014874 | 5.1323e-05 | 0.71027 | 2.054
8 | 0.53577 | 16.1199 | 2331.8279 | 0 | 0 | 0.83994 | 0.017075 | 0.74108 | 0.019491 | 0.43045 | 0.00091891 | 0 | 0 | 0 | 0 | 0.037664 | 0.00145 | 0.058542 | 0.00030827 | 0 | 0 | 3.9911 | 0.23635 | 0.024129 | 0.016782 | 0.015268 | 0.00029307 | 0.015598 | 0.0011417 | 0.015265 | 0.00030827 | 0.015268 | 0.00024928 | 0.014874 | 5.8994e-05 | 0.80009 | 1.6002
9 | 0.45465 | 15.7091 | 2260.45 | 0 | 0 | 0.90304 | 0.016759 | 0.65027 | 0.016491 | 0.41754 | 0.00091891 | 0 | 0 | 0 | 0 | 0.037622 | 0.0014136 | 0.05797 | 0.00030057 | 0 | 0 | 3.9291 | 0.23105 | 0.023982 | 0.016472 | 0.015268 | 0.0002867 | 0.015557 | 0.001113 | 0.015265 | 0.00030057 | 0.01506 | 0.00024304 | 0.014874 | 5.7527e-05 | 0.72093 | 1.3579
10 | 0.46741 | 16.4087 | 2200.3001 | 0 | 0 | 0.90979 | 0.016269 | 0.68467 | 0.016491 | 0.59998 | 0.00091891 | 0 | 0 | 0 | 0 | 0.037622 | 0.0013752 | 0.057584 | 0.00029214 | 0 | 0 | 3.8522 | 0.22453 | 0.023755 | 0.015992 | 0.015268 | 0.00027671 | 0.015557 | 0.0010831 | 0.015265 | 0.00029214 | 0.01506 | 0.00023623 | 0.014874 | 5.5905e-05 | 0.8232 | 1.396
11 | 0.49734 | 14.2913 | 1855.3605 | 0 | 0 | 0.78903 | 0.013868 | 0.60929 | 0.016491 | 0.49717 | 0.00091891 | 0 | 0 | 0 | 0 | 0.037416 | 0.001136 | 0.055005 | 0.00024029 | 0 | 0 | 3.3889 | 0.18636 | 0.022028 | 0.01364 | 0.01506 | 0.00022854 | 0.015559 | 0.00089571 | 0.015057 | 0.00024029 | 0.01506 | 0.0001943 | 0.014874 | 4.5989e-05 | 0.80246 | 1.4854
12 | 0.53089 | 16.4442 | 2372.3368 | 0 | 0 | 0.91231 | 0.017318 | 0.6915 | 0.019491 | 0.48529 | 0.00091891 | 0 | 0 | 0 | 0 | 0.037663 | 0.0014771 | 0.058842 | 0.00031473 | 0 | 0 | 4.0442 | 0.24091 | 0.024241 | 0.01702 | 0.015268 | 0.00029808 | 0.015598 | 0.0011624 | 0.015265 | 0.00031473 | 0.015268 | 0.00025451 | 0.014874 | 6.0229e-05 | 0.84576 | 1.5856
13 | 0.56221 | 15.6139 | 2193.4219 | 0 | 0 | 0.79449 | 0.016267 | 0.70332 | 0.016491 | 0.4588 | 0.00091891 | 0 | 0 | 0 | 0 | 0.037622 | 0.0013873 | 0.057747 | 0.0002953 | 0 | 0 | 3.8416 | 0.22364 | 0.023754 | 0.01599 | 0.015268 | 0.00027668 | 0.015557 | 0.001092 | 0.015265 | 0.0002953 | 0.01506 | 0.0002388 | 0.014874 | 5.6501e-05 | 0.69639 | 1.6791
14 | 0.53608 | 15.7824 | 2062.3903 | 0 | 0 | 0.80152 | 0.015378 | 0.67557 | 0.016491 | 0.62857 | 0.00091891 | 0 | 0 | 0 | 0 | 0.037623 | 0.0012859 | 0.056637 | 0.00027254 | 0 | 0 | 3.6679 | 0.20912 | 0.02334 | 0.015119 | 0.015268 | 0.00025873 | 0.015558 | 0.0010134 | 0.015265 | 0.00027254 | 0.01506 | 0.00022038 | 0.014874 | 5.2158e-05 | 0.78804 | 1.6011
15 | 0.60096 | 16.5149 | 2386.5298 | 0 | 0 | 0.82483 | 0.017413 | 0.73439 | 0.019491 | 0.50224 | 0.00091891 | 0 | 0 | 0 | 0 | 0.037663 | 0.0014891 | 0.058972 | 0.00031753 | 0 | 0 | 4.0625 | 0.24248 | 0.024285 | 0.017113 | 0.015268 | 0.00030003 | 0.015598 | 0.0011716 | 0.015265 | 0.00031753 | 0.015268 | 0.00025677 | 0.014874 | 6.0761e-05 | 0.83196 | 1.7949
16 | 0.54691 | 15.5707 | 2198.7012 | 0 | 0 | 0.88389 | 0.016242 | 0.66573 | 0.016491 | 0.42612 | 0.00091891 | 0 | 0 | 0 | 0 | 0.037622 | 0.0013811 | 0.05768 | 0.00029395 | 0 | 0 | 3.8502 | 0.22437 | 0.023743 | 0.015966 | 0.015268 | 0.0002762 | 0.015557 | 0.0010872 | 0.015265 | 0.00029395 | 0.01506 | 0.0002377 | 0.014874 | 5.6243e-05 | 0.71188 | 1.6335
17 | 0.52194 | 16.036 | 2328.2378 | 0 | 0 | 0.91791 | 0.017023 | 0.70046 | 0.019491 | 0.4051 | 0.00091891 | 0 | 0 | 0 | 0 | 0.037664 | 0.0014382 | 0.058221 | 0.000306 | 0 | 0 | 3.9873 | 0.23602 | 0.024105 | 0.016731 | 0.015268 | 0.00029209 | 0.015598 | 0.0011322 | 0.015265 | 0.000306 | 0.01506 | 0.00024743 | 0.014874 | 5.8564e-05 | 0.72659 | 1.5589
18 | 0.63687 | 13.9062 | 1852.1345 | 0 | 0 | 0.75994 | 0.013801 | 0.65203 | 0.016491 | 0.37795 | 0.00091891 | 0 | 0 | 0 | 0 | 0.037416 | 0.0011516 | 0.055222 | 0.00024403 | 0 | 0 | 3.385 | 0.18605 | 0.021995 | 0.013574 | 0.01506 | 0.00022715 | 0.015559 | 0.00090756 | 0.015057 | 0.00024403 | 0.01506 | 0.00019734 | 0.014874 | 4.6692e-05 | 0.60209 | 1.9021
19 | 0.52506 | 17.2973 | 2623.0077 | 0 | 0 | 0.89707 | 0.01908 | 0.69217 | 0.019491 | 0.51745 | 0.00091891 | 0 | 0 | 0 | 0 | 0.037662 | 0.0016489 | 0.060496 | 0.00035209 | 0 | 0 | 4.3616 | 0.26862 | 0.025684 | 0.018746 | 0.015268 | 0.00033416 | 0.015597 | 0.0012968 | 0.015265 | 0.00035209 | 0.015268 | 0.00028471 | 0.014874 | 6.7376e-05 | 0.89715 | 1.5682
20 | 0.66661 | 14.6736 | 2037.7378 | 0 | 0 | 0.73964 | 0.015206 | 0.65328 | 0.016491 | 0.43126 | 0.00091891 | 0 | 0 | 0 | 0 | 0.037623 | 0.0012892 | 0.056726 | 0.00027391 | 0 | 0 | 3.6343 | 0.20634 | 0.023259 | 0.014951 | 0.015268 | 0.00025526 | 0.015558 | 0.0010152 | 0.015265 | 0.00027391 | 0.01506 | 0.00022151 | 0.014873 | 5.2408e-05 | 0.66264 | 1.991
21 | 0.62429 | 15.7225 | 2369.3721 | 0 | 0 | 0.7803 | 0.017386 | 0.65477 | 0.019491 | 0.42551 | 0.00091891 | 0 | 0 | 0 | 0 | 0.037663 | 0.0014998 | 0.05909 | 0.00031987 | 0 | 0 | 4.0377 | 0.24034 | 0.024273 | 0.017087 | 0.015268 | 0.00029942 | 0.015598 | 0.0011799 | 0.015265 | 0.00031987 | 0.015268 | 0.00025867 | 0.014874 | 6.1201e-05 | 0.87772 | 1.8646
22 | 0.47663 | 14.3207 | 1992.0743 | 0 | 0 | 0.77702 | 0.014896 | 0.59643 | 0.016491 | 0.41396 | 0.00091891 | 0 | 0 | 0 | 0 | 0.037624 | 0.0012387 | 0.056142 | 0.00026242 | 0 | 0 | 3.5732 | 0.20132 | 0.022512 | 0.014647 | 0.015268 | 0.00024908 | 0.015558 | 0.0009763 | 0.015265 | 0.00026242 | 0.01506 | 0.00021221 | 0.014874 | 5.021e-05 | 0.81064 | 1.4236
23 | 0.55814 | 16.4643 | 2442.9135 | 0 | 0 | 0.89289 | 0.017889 | 0.71788 | 0.019491 | 0.42281 | 0.00091891 | 0 | 0 | 0 | 0 | 0.037663 | 0.0015284 | 0.059344 | 0.0003259 | 0 | 0 | 4.1327 | 0.24855 | 0.024504 | 0.017579 | 0.015268 | 0.00030975 | 0.015597 | 0.0012025 | 0.015265 | 0.0003259 | 0.015268 | 0.00026354 | 0.014874 | 6.2367e-05 | 1.012 | 1.667
24 | 0.56728 | 15.8803 | 2346.7678 | 0 | 0 | 0.75777 | 0.01724 | 0.72572 | 0.019491 | 0.42524 | 0.00091891 | 0 | 0 | 0 | 0 | 0.037663 | 0.0014819 | 0.058932 | 0.00031635 | 0 | 0 | 4.0083 | 0.23782 | 0.024205 | 0.016944 | 0.015268 | 0.00029651 | 0.015598 | 0.0011655 | 0.015265 | 0.00031635 | 0.015268 | 0.00025582 | 0.014874 | 6.0522e-05 | 0.59968 | 1.6943
25 | 0.51626 | 14.1624 | 1916.9817 | 0 | 0 | 0.76831 | 0.0143 | 0.58193 | 0.016491 | 0.45429 | 0.00091891 | 0 | 0 | 0 | 0 | 0.037624 | 0.0011995 | 0.055744 | 0.00025423 | 0 | 0 | 3.4727 | 0.19313 | 0.022231 | 0.014063 | 0.01506 | 0.0002371 | 0.015559 | 0.00094523 | 0.015265 | 0.00025423 | 0.01506 | 0.00020558 | 0.014874 | 4.8642e-05 | 0.65446 | 1.5419
26 | 0.51741 | 15.3046 | 2086.3884 | 0 | 0 | 0.73696 | 0.015542 | 0.69441 | 0.016491 | 0.51031 | 0.00091891 | 0 | 0 | 0 | 0 | 0.037623 | 0.0013142 | 0.056982 | 0.00027934 | 0 | 0 | 3.6996 | 0.21175 | 0.023416 | 0.01528 | 0.015268 | 0.00026204 | 0.015557 | 0.0010348 | 0.015265 | 0.00027934 | 0.01506 | 0.00022589 | 0.014874 | 5.3454e-05 | 0.72941 | 1.5454
27 | 0.59164 | 14.6322 | 2045.3204 | 0 | 0 | 0.83183 | 0.015194 | 0.58977 | 0.016491 | 0.42121 | 0.00091891 | 0 | 0 | 0 | 0 | 0.037623 | 0.0012844 | 0.056661 | 0.00027265 | 0 | 0 | 3.6463 | 0.20734 | 0.023253 | 0.014939 | 0.015268 | 0.000255 | 0.015558 | 0.0010117 | 0.015265 | 0.00027265 | 0.01506 | 0.00022049 | 0.014874 | 5.2167e-05 | 0.69154 | 1.7671
28 | 0.70413 | 14.7649 | 1951.6468 | 0 | 0 | 0.78529 | 0.014617 | 0.64248 | 0.016491 | 0.50698 | 0.00091891 | 0 | 0 | 0 | 0 | 0.037624 | 0.0012309 | 0.05611 | 0.00026144 | 0 | 0 | 3.5178 | 0.19679 | 0.022381 | 0.014373 | 0.01506 | 0.00024347 | 0.015558 | 0.00096946 | 0.015265 | 0.00026144 | 0.01506 | 0.00021142 | 0.014873 | 5.002e-05 | 0.5285 | 2.103
29 | 0.45212 | 17.0202 | 2505.7622 | 0 | 0 | 0.95632 | 0.018217 | 0.66919 | 0.019491 | 0.52262 | 0.00091891 | 0 | 0 | 0 | 0 | 0.037663 | 0.0015584 | 0.059612 | 0.00033204 | 0 | 0 | 4.2155 | 0.25576 | 0.024655 | 0.017901 | 0.015268 | 0.00031644 | 0.015597 | 0.0012263 | 0.015265 | 0.00033204 | 0.015268 | 0.0002685 | 0.014874 | 6.3546e-05 | 0.98191 | 1.3504
30 | 0.59067 | 14.101 | 1845.7174 | 0 | 0 | 0.74732 | 0.013841 | 0.62496 | 0.016491 | 0.46814 | 0.00091891 | 0 | 0 | 0 | 0 | 0.037416 | 0.0011495 | 0.055181 | 0.00024337 | 0 | 0 | 3.3739 | 0.18517 | 0.022015 | 0.013613 | 0.01506 | 0.00022796 | 0.015559 | 0.00090613 | 0.015057 | 0.00024337 | 0.01506 | 0.00019679 | 0.014874 | 4.6571e-05 | 0.62778 | 1.7641
31 | 0.57343 | 15.1968 | 2078.4525 | 0 | 0 | 0.78283 | 0.015481 | 0.67305 | 0.016491 | 0.48325 | 0.00091891 | 0 | 0 | 0 | 0 | 0.037623 | 0.0013179 | 0.05704 | 0.00028033 | 0 | 0 | 3.6889 | 0.21086 | 0.023388 | 0.015221 | 0.015268 | 0.00026081 | 0.015557 | 0.0010376 | 0.015265 | 0.00028033 | 0.01506 | 0.0002267 | 0.014873 | 5.3633e-05 | 0.53473 | 1.7127
32 | 0.59763 | 14.5263 | 1950.5272 | 0 | 0 | 0.72979 | 0.01461 | 0.59033 | 0.016491 | 0.53415 | 0.00091891 | 0 | 0 | 0 | 0 | 0.037624 | 0.0012283 | 0.056079 | 0.00026087 | 0 | 0 | 3.5163 | 0.19667 | 0.022377 | 0.014367 | 0.01506 | 0.00024334 | 0.015558 | 0.00096744 | 0.015265 | 0.00026087 | 0.01506 | 0.00021095 | 0.014874 | 4.9912e-05 | 0.53493 | 1.7849
33 | 0.43916 | 16.7668 | 2505.6118 | 0 | 0 | 0.96725 | 0.018313 | 0.65197 | 0.019491 | 0.47144 | 0.00091891 | 0 | 0 | 0 | 0 | 0.037663 | 0.0015669 | 0.059721 | 0.00033445 | 0 | 0 | 4.2128 | 0.25553 | 0.024698 | 0.017994 | 0.015268 | 0.00031846 | 0.015597 | 0.0012325 | 0.015265 | 0.00033445 | 0.015268 | 0.00027044 | 0.014874 | 6.4005e-05 | 0.82538 | 1.3116
34 | 0.45142 | 16.2838 | 2272.4675 | 0 | 0 | 0.8187 | 0.016806 | 0.71169 | 0.016491 | 0.54101 | 0.00091891 | 0 | 0 | 0 | 0 | 0.037622 | 0.0014167 | 0.057994 | 0.0003011 | 0 | 0 | 3.9457 | 0.23247 | 0.024005 | 0.016519 | 0.015268 | 0.00028766 | 0.015556 | 0.0011156 | 0.015265 | 0.0003011 | 0.01506 | 0.00024348 | 0.014874 | 5.7627e-05 | 0.7567 | 1.3483
35 | 0.5729 | 16.3519 | 2432.6875 | 0 | 0 | 0.90482 | 0.017864 | 0.65446 | 0.019491 | 0.45977 | 0.00091891 | 0 | 0 | 0 | 0 | 0.037663 | 0.0015486 | 0.059582 | 0.00033074 | 0 | 0 | 4.1178 | 0.24726 | 0.024492 | 0.017555 | 0.015268 | 0.0003092 | 0.015597 | 0.0012178 | 0.015265 | 0.00033074 | 0.015268 | 0.00026747 | 0.014873 | 6.3276e-05 | 0.81647 | 1.7111
36 | 0.484 | 14.3291 | 1913.017 | 0 | 0 | 0.82683 | 0.014276 | 0.60858 | 0.016491 | 0.43698 | 0.00091891 | 0 | 0 | 0 | 0 | 0.037624 | 0.0011759 | 0.055441 | 0.00024874 | 0 | 0 | 3.4678 | 0.19273 | 0.02222 | 0.01404 | 0.01506 | 0.00023668 | 0.015559 | 0.00092719 | 0.015265 | 0.00024874 | 0.01506 | 0.00020114 | 0.014874 | 4.7606e-05 | 0.57288 | 1.4456
37 | 0.6269 | 16.2639 | 2360.6206 | 0 | 0 | 0.90042 | 0.017229 | 0.74755 | 0.019491 | 0.40041 | 0.00091891 | 0 | 0 | 0 | 0 | 0.037663 | 0.0014777 | 0.05886 | 0.0003149 | 0 | 0 | 4.0291 | 0.2396 | 0.0242 | 0.016933 | 0.015268 | 0.00029624 | 0.015598 | 0.0011628 | 0.015265 | 0.0003149 | 0.015268 | 0.00025465 | 0.014874 | 6.0252e-05 | 0.74793 | 1.8724
38 | 0.5044 | 17.4943 | 2574.5761 | 0 | 0 | 0.82505 | 0.018692 | 0.78309 | 0.019491 | 0.55489 | 0.00091891 | 0 | 0 | 0 | 0 | 0.037662 | 0.0016184 | 0.060223 | 0.00034557 | 0 | 0 | 4.302 | 0.26335 | 0.024872 | 0.018366 | 0.015268 | 0.00032617 | 0.015597 | 0.0012728 | 0.015265 | 0.00034557 | 0.015268 | 0.00027945 | 0.014874 | 6.612e-05 | 0.98219 | 1.5065
39 | 0.48616 | 15.723 | 2141.9601 | 0 | 0 | 0.85314 | 0.01597 | 0.64124 | 0.016491 | 0.55406 | 0.00091891 | 0 | 0 | 0 | 0 | 0.037622 | 0.0013495 | 0.057332 | 0.00028678 | 0 | 0 | 3.7724 | 0.21783 | 0.023616 | 0.0157 | 0.015268 | 0.00027069 | 0.015557 | 0.0010628 | 0.015265 | 0.00028678 | 0.01506 | 0.0002319 | 0.014874 | 5.4883e-05 | 0.74217 | 1.452
40 | 0.51095 | 14.5332 | 1946.7217 | 0 | 0 | 0.76167 | 0.014525 | 0.62216 | 0.016491 | 0.48684 | 0.00091891 | 0 | 0 | 0 | 0 | 0.037624 | 0.0012204 | 0.055986 | 0.00025902 | 0 | 0 | 3.5128 | 0.19638 | 0.022337 | 0.014283 | 0.01506 | 0.00024162 | 0.015558 | 0.00096139 | 0.015265 | 0.00025902 | 0.01506 | 0.00020946 | 0.014874 | 4.9559e-05 | 0.51226 | 1.5261
41 | 0.5999 | 15.368 | 2195.5109 | 0 | 0 | 0.77976 | 0.01628 | 0.71613 | 0.016491 | 0.39177 | 0.00091891 | 0 | 0 | 0 | 0 | 0.037622 | 0.0013952 | 0.057852 | 0.00029738 | 0 | 0 | 3.8442 | 0.22386 | 0.02376 | 0.016003 | 0.015268 | 0.00027695 | 0.015557 | 0.0010979 | 0.015265 | 0.00029738 | 0.01506 | 0.00024048 | 0.014873 | 5.6891e-05 | 0.57065 | 1.7917
42 | 0.50618 | 15.6387 | 2324.8041 | 0 | 0 | 0.77605 | 0.017095 | 0.6968 | 0.019491 | 0.3998 | 0.00091891 | 0 | 0 | 0 | 0 | 0.037663 | 0.001462 | 0.058717 | 0.00031179 | 0 | 0 | 3.9799 | 0.23539 | 0.024138 | 0.016802 | 0.015268 | 0.00029355 | 0.015598 | 0.0011502 | 0.015265 | 0.00031179 | 0.015268 | 0.00025213 | 0.014874 | 5.9658e-05 | 0.69819 | 1.5118
43 | 0.51407 | 16.4869 | 2389.5161 | 0 | 0 | 0.85431 | 0.017386 | 0.72399 | 0.019491 | 0.4846 | 0.00091891 | 0 | 0 | 0 | 0 | 0.037663 | 0.0014845 | 0.058913 | 0.00031625 | 0 | 0 | 4.0676 | 0.24292 | 0.024273 | 0.017087 | 0.015268 | 0.00029945 | 0.015598 | 0.0011683 | 0.015265 | 0.00031625 | 0.015268 | 0.00025574 | 0.014874 | 6.0515e-05 | 0.85018 | 1.5354
44 | 0.50853 | 16.4542 | 2393.6704 | 0 | 0 | 0.97184 | 0.017557 | 0.71443 | 0.019491 | 0.41381 | 0.00091891 | 0 | 0 | 0 | 0 | 0.037663 | 0.0014967 | 0.059009 | 0.00031849 | 0 | 0 | 4.0694 | 0.24308 | 0.024351 | 0.017254 | 0.015268 | 0.00030291 | 0.015598 | 0.0011782 | 0.015265 | 0.00031849 | 0.015268 | 0.00025754 | 0.014874 | 6.0949e-05 | 0.84206 | 1.5188
45 | 0.54516 | 15.4475 | 2204.7324 | 0 | 0 | 0.76582 | 0.016343 | 0.65024 | 0.016491 | 0.47864 | 0.00091891 | 0 | 0 | 0 | 0 | 0.037622 | 0.0013946 | 0.057825 | 0.00029699 | 0 | 0 | 3.8565 | 0.2249 | 0.02379 | 0.016065 | 0.015268 | 0.00027823 | 0.015557 | 0.0010976 | 0.015265 | 0.00029699 | 0.01506 | 0.00024016 | 0.014874 | 5.6829e-05 | 0.81665 | 1.6282
46 | 0.60339 | 15.9878 | 2225.9973 | 0 | 0 | 0.74278 | 0.016488 | 0.71509 | 0.016491 | 0.5462 | 0.00091891 | 0 | 0 | 0 | 0 | 0.037622 | 0.0014113 | 0.058009 | 0.00030081 | 0 | 0 | 3.8843 | 0.22725 | 0.023857 | 0.016207 | 0.015268 | 0.00028119 | 0.015557 | 0.0011105 | 0.015265 | 0.00030081 | 0.01506 | 0.00024326 | 0.014874 | 5.755e-05 | 0.59875 | 1.8022
47 | 0.45926 | 17.2513 | 2539.7108 | 0 | 0 | 0.98682 | 0.018446 | 0.74972 | 0.019491 | 0.45551 | 0.00091891 | 0 | 0 | 0 | 0 | 0.037663 | 0.0015765 | 0.059794 | 0.00033618 | 0 | 0 | 4.2587 | 0.25954 | 0.024759 | 0.018125 | 0.015268 | 0.00032117 | 0.015597 | 0.0012403 | 0.015265 | 0.00033618 | 0.015268 | 0.00027184 | 0.014874 | 6.4334e-05 | 0.82731 | 1.3717
48 | 0.62398 | 14.9069 | 2101.1971 | 0 | 0 | 0.72996 | 0.015505 | 0.63378 | 0.016491 | 0.46179 | 0.00091891 | 0 | 0 | 0 | 0 | 0.037623 | 0.0013215 | 0.057081 | 0.00028118 | 0 | 0 | 3.7227 | 0.21368 | 0.023399 | 0.015244 | 0.015268 | 0.00026129 | 0.015557 | 0.0010403 | 0.015265 | 0.00028118 | 0.01506 | 0.00022738 | 0.014873 | 5.3795e-05 | 0.69488 | 1.8636
49 | 0.65136 | 14.4234 | 2024.3694 | 0 | 0 | 0.75094 | 0.015115 | 0.64599 | 0.016491 | 0.37991 | 0.00091891 | 0 | 0 | 0 | 0 | 0.037623 | 0.001281 | 0.056649 | 0.00027229 | 0 | 0 | 3.6163 | 0.20486 | 0.022615 | 0.014861 | 0.015268 | 0.00025344 | 0.015558 | 0.0010087 | 0.015265 | 0.00027229 | 0.01506 | 0.0002202 | 0.014873 | 5.2094e-05 | 0.66886 | 1.9454
50 | 0.68378 | 16.1572 | 2432.7576 | 0 | 0 | 0.82381 | 0.017812 | 0.65729 | 0.019491 | 0.45655 | 0.00091891 | 0 | 0 | 0 | 0 | 0.037663 | 0.0015473 | 0.059589 | 0.00033082 | 0 | 0 | 4.1192 | 0.24738 | 0.024468 | 0.017504 | 0.015268 | 0.00030815 | 0.015597 | 0.0012165 | 0.015265 | 0.00033082 | 0.015268 | 0.00026753 | 0.014873 | 6.3286e-05 | 0.69058 | 2.0423
51 | 0.53923 | 17.1887 | 2535.8111 | 0 | 0 | 0.98323 | 0.018418 | 0.71873 | 0.019491 | 0.47606 | 0.00091891 | 0 | 0 | 0 | 0 | 0.037662 | 0.0015835 | 0.059889 | 0.0003381 | 0 | 0 | 4.2535 | 0.25909 | 0.024747 | 0.018098 | 0.015268 | 0.0003206 | 0.015597 | 0.0012454 | 0.015265 | 0.0003381 | 0.015268 | 0.00027341 | 0.014874 | 6.4696e-05 | 0.84267 | 1.6105
52 | 0.6146 | 14.4503 | 2066.4656 | 0 | 0 | 0.78679 | 0.015402 | 0.60241 | 0.016491 | 0.37457 | 0.00091891 | 0 | 0 | 0 | 0 | 0.037623 | 0.001311 | 0.056962 | 0.00027872 | 0 | 0 | 3.6728 | 0.20952 | 0.023351 | 0.015142 | 0.015268 | 0.00025919 | 0.015557 | 0.0010323 | 0.015265 | 0.00027872 | 0.01506 | 0.00022539 | 0.014873 | 5.3323e-05 | 0.67804 | 1.8356
53 | 0.61225 | 15.264 | 2150.224 | 0 | 0 | 0.72016 | 0.01597 | 0.61728 | 0.016491 | 0.53655 | 0.00091891 | 0 | 0 | 0 | 0 | 0.037622 | 0.001366 | 0.057556 | 0.00029121 | 0 | 0 | 3.7844 | 0.21883 | 0.023616 | 0.015699 | 0.015268 | 0.00027069 | 0.015557 | 0.0010748 | 0.015265 | 0.00029121 | 0.01506 | 0.00023548 | 0.014874 | 5.573e-05 | 0.77039 | 1.8286
54 | 0.53915 | 13.8575 | 1899.9301 | 0 | 0 | 0.67823 | 0.014261 | 0.63112 | 0.016491 | 0.39897 | 0.00091891 | 0 | 0 | 0 | 0 | 0.037624 | 0.0012012 | 0.055775 | 0.00025476 | 0 | 0 | 3.447 | 0.19105 | 0.022213 | 0.014024 | 0.01506 | 0.00023631 | 0.015559 | 0.00094643 | 0.015265 | 0.00025476 | 0.01506 | 0.00020601 | 0.014873 | 4.8743e-05 | 0.47696 | 1.6103
55 | 0.58692 | 14.4645 | 1968.3202 | 0 | 0 | 0.69127 | 0.014602 | 0.61384 | 0.016491 | 0.50173 | 0.00091891 | 0 | 0 | 0 | 0 | 0.037624 | 0.0012322 | 0.056136 | 0.00026192 | 0 | 0 | 3.5439 | 0.19892 | 0.022374 | 0.014359 | 0.01506 | 0.00024318 | 0.015558 | 0.0009703 | 0.015265 | 0.00026192 | 0.01506 | 0.00021181 | 0.014873 | 5.0111e-05 | 0.61033 | 1.753
56 | 0.47954 | 15.595 | 2217.9859 | 0 | 0 | 0.82071 | 0.016505 | 0.68725 | 0.016491 | 0.43581 | 0.00091891 | 0 | 0 | 0 | 0 | 0.037622 | 0.0013889 | 0.057717 | 0.00029514 | 0 | 0 | 3.8726 | 0.22626 | 0.023865 | 0.016223 | 0.015268 | 0.00028154 | 0.015557 | 0.0010938 | 0.015265 | 0.00029514 | 0.01506 | 0.00023865 | 0.014874 | 5.6485e-05 | 0.99113 | 1.4323
57 | 0.63815 | 14.5415 | 2084.0372 | 0 | 0 | 0.73319 | 0.015521 | 0.61351 | 0.016491 | 0.40473 | 0.00091891 | 0 | 0 | 0 | 0 | 0.037623 | 0.0013244 | 0.057123 | 0.00028198 | 0 | 0 | 3.6962 | 0.21147 | 0.023407 | 0.01526 | 0.015268 | 0.00026162 | 0.015557 | 0.0010424 | 0.015265 | 0.00028198 | 0.01506 | 0.00022803 | 0.014873 | 5.3944e-05 | 0.483 | 1.906
58 | 0.55975 | 14.1417 | 1936.0783 | 0 | 0 | 0.79124 | 0.014463 | 0.61126 | 0.016491 | 0.39086 | 0.00091891 | 0 | 0 | 0 | 0 | 0.037624 | 0.0012178 | 0.055964 | 0.0002585 | 0 | 0 | 3.4978 | 0.19517 | 0.022308 | 0.014222 | 0.01506 | 0.00024037 | 0.015558 | 0.00095925 | 0.015265 | 0.0002585 | 0.01506 | 0.00020905 | 0.014873 | 4.9456e-05 | 0.55126 | 1.6718
59 | 0.64988 | 14.2152 | 1900.2763 | 0 | 0 | 0.78217 | 0.01422 | 0.62679 | 0.016491 | 0.42852 | 0.00091891 | 0 | 0 | 0 | 0 | 0.037624 | 0.0011893 | 0.055635 | 0.00025213 | 0 | 0 | 3.4489 | 0.1912 | 0.022194 | 0.013985 | 0.01506 | 0.00023553 | 0.015559 | 0.00093717 | 0.015265 | 0.00025213 | 0.01506 | 0.00020389 | 0.014874 | 4.8246e-05 | 0.58829 | 1.941
60 | 0.52233 | 15.6627 | 2112.2529 | 0 | 0 | 0.83084 | 0.015638 | 0.70242 | 0.016491 | 0.51274 | 0.00091891 | 0 | 0 | 0 | 0 | 0.037623 | 0.0013114 | 0.056924 | 0.00027845 | 0 | 0 | 3.7366 | 0.21483 | 0.023461 | 0.015374 | 0.015268 | 0.00026399 | 0.015557 | 0.0010329 | 0.015265 | 0.00027845 | 0.01506 | 0.00022515 | 0.014874 | 5.3293e-05 | 0.79023 | 1.5601
61 | 0.50907 | 14.444 | 2008.9583 | 0 | 0 | 0.70022 | 0.01501 | 0.69345 | 0.016491 | 0.38072 | 0.00091891 | 0 | 0 | 0 | 0 | 0.037623 | 0.0012677 | 0.056492 | 0.00026921 | 0 | 0 | 3.5956 | 0.20315 | 0.022565 | 0.014758 | 0.015268 | 0.00025132 | 0.015558 | 0.00099851 | 0.015265 | 0.00026921 | 0.01506 | 0.0002177 | 0.014874 | 5.151e-05 | 0.63216 | 1.5204
62 | 0.52686 | 15.1093 | 2101.5296 | 0 | 0 | 0.80261 | 0.015599 | 0.68524 | 0.016491 | 0.41788 | 0.00091891 | 0 | 0 | 0 | 0 | 0.037623 | 0.0013116 | 0.056925 | 0.00027836 | 0 | 0 | 3.7213 | 0.21356 | 0.023443 | 0.015336 | 0.015268 | 0.00026319 | 0.015557 | 0.0010332 | 0.015265 | 0.00027836 | 0.01506 | 0.00022509 | 0.014874 | 5.3271e-05 | 0.6301 | 1.5736
63 | 0.54412 | 15.2455 | 2156.067 | 0 | 0 | 0.7748 | 0.016045 | 0.65146 | 0.016491 | 0.46036 | 0.00091891 | 0 | 0 | 0 | 0 | 0.037622 | 0.0013551 | 0.057386 | 0.00028791 | 0 | 0 | 3.7917 | 0.21944 | 0.023651 | 0.015773 | 0.015268 | 0.0002722 | 0.015557 | 0.0010672 | 0.015265 | 0.00028791 | 0.01506 | 0.00023282 | 0.014874 | 5.5095e-05 | 0.71553 | 1.6251
64 | 0.57612 | 14.7751 | 1978.1027 | 0 | 0 | 0.72855 | 0.014797 | 0.61319 | 0.016491 | 0.5517 | 0.00091891 | 0 | 0 | 0 | 0 | 0.037623 | 0.0012528 | 0.056355 | 0.0002663 | 0 | 0 | 3.5537 | 0.19972 | 0.022466 | 0.01455 | 0.01506 | 0.00024708 | 0.015558 | 0.00098647 | 0.015265 | 0.0002663 | 0.01506 | 0.00021535 | 0.014873 | 5.0951e-05 | 0.63783 | 1.7207
65 | 0.50943 | 17.7192 | 2527.9079 | 0 | 0 | 0.92494 | 0.018365 | 0.75515 | 0.019491 | 0.61365 | 0.00091891 | 0 | 0 | 0 | 0 | 0.037662 | 0.0015838 | 0.059906 | 0.00033834 | 0 | 0 | 4.2433 | 0.2582 | 0.024722 | 0.018045 | 0.015268 | 0.0003195 | 0.015597 | 0.0012455 | 0.015265 | 0.00033834 | 0.015268 | 0.0002736 | 0.014874 | 6.4736e-05 | 0.89625 | 1.5215
66 | 0.48062 | 16.3324 | 2179.3593 | 0 | 0 | 0.88883 | 0.016175 | 0.64654 | 0.016491 | 0.64901 | 0.00091891 | 0 | 0 | 0 | 0 | 0.037622 | 0.0013609 | 0.057437 | 0.00028915 | 0 | 0 | 3.8234 | 0.22211 | 0.023712 | 0.0159 | 0.015268 | 0.00027486 | 0.015557 | 0.0010717 | 0.015265 | 0.00028915 | 0.01506 | 0.00023381 | 0.014874 | 5.5336e-05 | 0.93469 | 1.4355
67 | 0.54326 | 15.1843 | 2148.3317 | 0 | 0 | 0.80639 | 0.015962 | 0.66682 | 0.016491 | 0.41632 | 0.00091891 | 0 | 0 | 0 | 0 | 0.037622 | 0.0013512 | 0.057346 | 0.00028701 | 0 | 0 | 3.7822 | 0.21864 | 0.023612 | 0.015691 | 0.015268 | 0.00027049 | 0.015557 | 0.0010642 | 0.015265 | 0.00028701 | 0.01506 | 0.00023209 | 0.014874 | 5.4921e-05 | 0.74533 | 1.6226
68 | 0.43819 | 15.7059 | 2206.5235 | 0 | 0 | 0.91549 | 0.016425 | 0.69915 | 0.016491 | 0.40321 | 0.00091891 | 0 | 0 | 0 | 0 | 0.037622 | 0.0013845 | 0.057689 | 0.00029443 | 0 | 0 | 3.8575 | 0.22498 | 0.023828 | 0.016146 | 0.015268 | 0.00027995 | 0.015557 | 0.00109 | 0.015265 | 0.00029443 | 0.01506 | 0.00023809 | 0.014874 | 5.6346e-05 | 0.89196 | 1.3087
69 | 0.57125 | 17.3209 | 2603.9978 | 0 | 0 | 0.9177 | 0.018874 | 0.65651 | 0.019491 | 0.5596 | 0.00091891 | 0 | 0 | 0 | 0 | 0.037662 | 0.0016302 | 0.060346 | 0.00034853 | 0 | 0 | 4.3396 | 0.26667 | 0.024955 | 0.018544 | 0.015268 | 0.00032999 | 0.015597 | 0.0012817 | 0.015265 | 0.00034853 | 0.015268 | 0.00028184 | 0.014874 | 6.6691e-05 | 1.0186 | 1.7061
70 | 0.70541 | 15.5874 | 2220.426 | 0 | 0 | 0.81921 | 0.01646 | 0.65758 | 0.016491 | 0.4618 | 0.00091891 | 0 | 0 | 0 | 0 | 0.037622 | 0.0014042 | 0.057926 | 0.00029914 | 0 | 0 | 3.8769 | 0.22662 | 0.023844 | 0.016179 | 0.015268 | 0.00028062 | 0.015557 | 0.0011051 | 0.015265 | 0.00029914 | 0.01506 | 0.0002419 | 0.014874 | 5.7236e-05 | 0.69118 | 2.1068
71 | 0.54014 | 17.3894 | 2571.9953 | 0 | 0 | 0.9281 | 0.018657 | 0.76325 | 0.019491 | 0.48796 | 0.00091891 | 0 | 0 | 0 | 0 | 0.037662 | 0.0016292 | 0.060365 | 0.00034856 | 0 | 0 | 4.2988 | 0.26307 | 0.024856 | 0.018331 | 0.015268 | 0.00032545 | 0.015597 | 0.0012806 | 0.015265 | 0.00034856 | 0.015268 | 0.00028188 | 0.014873 | 6.6683e-05 | 0.86636 | 1.6132
72 | 0.53394 | 15.9384 | 2421.0522 | 0 | 0 | 0.78173 | 0.017645 | 0.65336 | 0.019491 | 0.43871 | 0.00091891 | 0 | 0 | 0 | 0 | 0.037663 | 0.0015222 | 0.059332 | 0.00032518 | 0 | 0 | 4.1067 | 0.24629 | 0.024392 | 0.017341 | 0.015268 | 0.00030477 | 0.015598 | 0.001197 | 0.015265 | 0.00032518 | 0.015268 | 0.00026297 | 0.014873 | 6.2207e-05 | 0.86459 | 1.5947
73 | 0.45333 | 15.2398 | 2189.5889 | 0 | 0 | 0.8656 | 0.016245 | 0.62321 | 0.016491 | 0.40511 | 0.00091891 | 0 | 0 | 0 | 0 | 0.037622 | 0.0013662 | 0.057478 | 0.00029001 | 0 | 0 | 3.837 | 0.22325 | 0.023744 | 0.015968 | 0.015268 | 0.00027623 | 0.015557 | 0.0010762 | 0.015265 | 0.00029001 | 0.01506 | 0.00023451 | 0.014874 | 5.55e-05 | 0.87566 | 1.354
74 | 0.43666 | 15.3406 | 2078.6943 | 0 | 0 | 0.81536 | 0.01549 | 0.69167 | 0.016491 | 0.48054 | 0.00091891 | 0 | 0 | 0 | 0 | 0.037623 | 0.001291 | 0.056685 | 0.00027362 | 0 | 0 | 3.6898 | 0.21094 | 0.023392 | 0.015229 | 0.015268 | 0.00026101 | 0.015558 | 0.0010173 | 0.015265 | 0.00027362 | 0.01506 | 0.00022125 | 0.014874 | 5.2366e-05 | 0.75287 | 1.3042
75 | 0.59754 | 14.7377 | 2035.8811 | 0 | 0 | 0.7197 | 0.01515 | 0.69734 | 0.016491 | 0.41606 | 0.00091891 | 0 | 0 | 0 | 0 | 0.037623 | 0.0012849 | 0.056691 | 0.00027316 | 0 | 0 | 3.6329 | 0.20623 | 0.022631 | 0.014896 | 0.015268 | 0.00025415 | 0.015558 | 0.0010118 | 0.015265 | 0.00027316 | 0.01506 | 0.0002209 | 0.014873 | 5.2259e-05 | 0.61171 | 1.7847
76 | 0.65973 | 15.126 | 2109.7954 | 0 | 0 | 0.72597 | 0.015711 | 0.63283 | 0.016491 | 0.51547 | 0.00091891 | 0 | 0 | 0 | 0 | 0.037623 | 0.0013369 | 0.057239 | 0.00028451 | 0 | 0 | 3.7304 | 0.21431 | 0.023495 | 0.015446 | 0.015268 | 0.00026546 | 0.015557 | 0.0010524 | 0.015265 | 0.00028451 | 0.01506 | 0.00023008 | 0.014873 | 5.4433e-05 | 0.66021 | 1.9704
77 | 0.48754 | 15.4303 | 2241.4095 | 0 | 0 | 0.88449 | 0.016498 | 0.62003 | 0.016491 | 0.40221 | 0.00091891 | 0 | 0 | 0 | 0 | 0.037622 | 0.001396 | 0.057814 | 0.000297 | 0 | 0 | 3.9075 | 0.22921 | 0.023861 | 0.016216 | 0.015268 | 0.0002814 | 0.015557 | 0.001099 | 0.015265 | 0.000297 | 0.01506 | 0.00024017 | 0.014874 | 5.6833e-05 | 0.83632 | 1.4561
78 | 0.61429 | 14.1011 | 1888.991 | 0 | 0 | 0.76397 | 0.014186 | 0.60773 | 0.016491 | 0.44029 | 0.00091891 | 0 | 0 | 0 | 0 | 0.037624 | 0.0011961 | 0.055726 | 0.00025377 | 0 | 0 | 3.4319 | 0.18983 | 0.022178 | 0.013951 | 0.01506 | 0.00023483 | 0.015559 | 0.00094229 | 0.015265 | 0.00025377 | 0.01506 | 0.00020522 | 0.014873 | 4.8556e-05 | 0.48587 | 1.8347
79 | 0.5086 | 16.2761 | 2456.1325 | 0 | 0 | 0.96196 | 0.018016 | 0.6453 | 0.019491 | 0.39712 | 0.00091891 | 0 | 0 | 0 | 0 | 0.037663 | 0.0015505 | 0.059565 | 0.00033076 | 0 | 0 | 4.1484 | 0.24991 | 0.024562 | 0.017704 | 0.015268 | 0.00031231 | 0.015597 | 0.0012197 | 0.015265 | 0.00033076 | 0.015268 | 0.00026745 | 0.014874 | 6.3301e-05 | 0.86425 | 1.519
80 | 0.47664 | 15.3183 | 2140.3216 | 0 | 0 | 0.81722 | 0.015968 | 0.64823 | 0.016491 | 0.46909 | 0.00091891 | 0 | 0 | 0 | 0 | 0.037623 | 0.0013398 | 0.0572 | 0.0002843 | 0 | 0 | 3.7703 | 0.21765 | 0.023615 | 0.015697 | 0.015268 | 0.00027063 | 0.015557 | 0.0010555 | 0.015265 | 0.0002843 | 0.01506 | 0.00022988 | 0.014874 | 5.4418e-05 | 0.78794 | 1.4236
81 | 0.46738 | 15.1855 | 2103.9873 | 0 | 0 | 0.78293 | 0.015661 | 0.67238 | 0.016491 | 0.46037 | 0.00091891 | 0 | 0 | 0 | 0 | 0.037623 | 0.0013074 | 0.056851 | 0.00027701 | 0 | 0 | 3.7237 | 0.21375 | 0.023472 | 0.015396 | 0.015268 | 0.00026443 | 0.015557 | 0.0010304 | 0.015265 | 0.00027701 | 0.01506 | 0.000224 | 0.014874 | 5.3011e-05 | 0.75198 | 1.3959
82 | 0.49281 | 15.4503 | 2066.7793 | 0 | 0 | 0.91518 | 0.015409 | 0.64429 | 0.016491 | 0.50437 | 0.00091891 | 0 | 0 | 0 | 0 | 0.037623 | 0.0012841 | 0.056598 | 0.00027185 | 0 | 0 | 3.6739 | 0.20962 | 0.023354 | 0.01515 | 0.015268 | 0.00025934 | 0.015558 | 0.0010122 | 0.015265 | 0.00027185 | 0.01506 | 0.00021983 | 0.014874 | 5.2029e-05 | 0.7395 | 1.4719
83 | 0.47824 | 13.8195 | 1835.3839 | 0 | 0 | 0.80753 | 0.013746 | 0.60387 | 0.016491 | 0.39046 | 0.00091891 | 0 | 0 | 0 | 0 | 0.037416 | 0.0011269 | 0.054904 | 0.00023843 | 0 | 0 | 3.3607 | 0.18411 | 0.02197 | 0.01352 | 0.01506 | 0.0002261 | 0.015559 | 0.00088846 | 0.015057 | 0.00023843 | 0.01506 | 0.00019278 | 0.014874 | 4.5645e-05 | 0.71163 | 1.4284
84 | 0.61915 | 15.1334 | 2003.7275 | 0 | 0 | 0.72267 | 0.014987 | 0.67957 | 0.016491 | 0.55778 | 0.00091891 | 0 | 0 | 0 | 0 | 0.037623 | 0.0012612 | 0.056413 | 0.00026768 | 0 | 0 | 3.5883 | 0.20255 | 0.022555 | 0.014736 | 0.015268 | 0.00025088 | 0.015558 | 0.00099348 | 0.015265 | 0.00026768 | 0.01506 | 0.00021646 | 0.014874 | 5.1218e-05 | 0.53451 | 1.8492
85 | 0.59998 | 15.7425 | 2217.5758 | 0 | 0 | 0.84026 | 0.016428 | 0.71678 | 0.016491 | 0.43065 | 0.00091891 | 0 | 0 | 0 | 0 | 0.037622 | 0.0014052 | 0.057936 | 0.00029927 | 0 | 0 | 3.8733 | 0.22632 | 0.023829 | 0.016148 | 0.015268 | 0.00027995 | 0.015557 | 0.0011059 | 0.015265 | 0.00029927 | 0.01506 | 0.00024201 | 0.014874 | 5.7257e-05 | 0.71273 | 1.792
86 | 0.53765 | 14.251 | 1856.4224 | 0 | 0 | 0.78755 | 0.013948 | 0.64618 | 0.016491 | 0.45171 | 0.00091891 | 0 | 0 | 0 | 0 | 0.037416 | 0.0011565 | 0.055262 | 0.00024499 | 0 | 0 | 3.3879 | 0.18629 | 0.022065 | 0.013718 | 0.01506 | 0.00023012 | 0.015559 | 0.00091149 | 0.015057 | 0.00024499 | 0.01506 | 0.00019811 | 0.014874 | 4.6882e-05 | 0.54741 | 1.6058
87 | 0.54071 | 13.4938 | 1822.6957 | 0 | 0 | 0.74476 | 0.013648 | 0.6039 | 0.016491 | 0.35744 | 0.00091891 | 0 | 0 | 0 | 0 | 0.037416 | 0.0011283 | 0.054955 | 0.00023901 | 0 | 0 | 3.3431 | 0.1827 | 0.021923 | 0.013424 | 0.01506 | 0.00022414 | 0.015559 | 0.00088929 | 0.015057 | 0.00023901 | 0.01506 | 0.00019328 | 0.014874 | 4.5733e-05 | 0.60072 | 1.6149
88 | 0.52593 | 14.7532 | 2026.718 | 0 | 0 | 0.76467 | 0.015134 | 0.61146 | 0.016491 | 0.48654 | 0.00091891 | 0 | 0 | 0 | 0 | 0.037623 | 0.0012656 | 0.056431 | 0.00026823 | 0 | 0 | 3.6199 | 0.20515 | 0.022624 | 0.01488 | 0.015268 | 0.00025383 | 0.015558 | 0.00099732 | 0.015265 | 0.00026823 | 0.01506 | 0.00021691 | 0.014874 | 5.1329e-05 | 0.72619 | 1.5708
89 | 0.50113 | 16.1505 | 2230.5456 | 0 | 0 | 0.97047 | 0.016522 | 0.66699 | 0.016491 | 0.49322 | 0.00091891 | 0 | 0 | 0 | 0 | 0.037622 | 0.0013918 | 0.057746 | 0.00029572 | 0 | 0 | 3.8908 | 0.2278 | 0.023873 | 0.01624 | 0.015268 | 0.00028188 | 0.015557 | 0.0010961 | 0.015265 | 0.00029572 | 0.01506 | 0.00023913 | 0.014874 | 5.6595e-05 | 0.68532 | 1.4967
90 | 0.69989 | 15.3646 | 2086.4309 | 0 | 0 | 0.76205 | 0.015401 | 0.69454 | 0.016491 | 0.5077 | 0.00091891 | 0 | 0 | 0 | 0 | 0.037623 | 0.0013096 | 0.056964 | 0.00027875 | 0 | 0 | 3.7032 | 0.21205 | 0.023351 | 0.015142 | 0.015268 | 0.00025922 | 0.015557 | 0.0010309 | 0.015265 | 0.00027875 | 0.01506 | 0.00022542 | 0.014873 | 5.3328e-05 | 0.71608 | 2.0904
91 | 0.64085 | 14.1553 | 1856.1812 | 0 | 0 | 0.79487 | 0.013967 | 0.65845 | 0.016491 | 0.41168 | 0.00091891 | 0 | 0 | 0 | 0 | 0.037416 | 0.0011654 | 0.055369 | 0.00024693 | 0 | 0 | 3.3868 | 0.1862 | 0.022074 | 0.013737 | 0.01506 | 0.00023048 | 0.015559 | 0.00091846 | 0.015057 | 0.00024693 | 0.01506 | 0.00019968 | 0.014874 | 4.7251e-05 | 0.52081 | 1.914
92 | 0.52288 | 16.7416 | 2570.137 | 0 | 0 | 0.90441 | 0.018818 | 0.67693 | 0.019491 | 0.43064 | 0.00091891 | 0 | 0 | 0 | 0 | 0.037662 | 0.0016212 | 0.060252 | 0.00034643 | 0 | 0 | 4.2927 | 0.26253 | 0.024929 | 0.018489 | 0.015268 | 0.00032883 | 0.015597 | 0.0012747 | 0.015265 | 0.00034643 | 0.015268 | 0.00028014 | 0.014874 | 6.6289e-05 | 0.8543 | 1.5617
93 | 0.54488 | 15.7988 | 2327.2381 | 0 | 0 | 0.88758 | 0.017137 | 0.68 | 0.019491 | 0.3875 | 0.00091891 | 0 | 0 | 0 | 0 | 0.037663 | 0.0014677 | 0.058771 | 0.00031295 | 0 | 0 | 3.9823 | 0.2356 | 0.024158 | 0.016843 | 0.015268 | 0.00029439 | 0.015598 | 0.0011548 | 0.015265 | 0.00031295 | 0.015268 | 0.00025307 | 0.014874 | 5.9879e-05 | 0.74902 | 1.6274
94 | 0.63445 | 15.405 | 2253.6722 | 0 | 0 | 0.73361 | 0.016716 | 0.62713 | 0.016491 | 0.47293 | 0.00091891 | 0 | 0 | 0 | 0 | 0.037664 | 0.0014344 | 0.058258 | 0.00030609 | 0 | 0 | 3.9194 | 0.23023 | 0.023963 | 0.01643 | 0.015268 | 0.00028583 | 0.015598 | 0.0011284 | 0.015265 | 0.00030609 | 0.01506 | 0.00024753 | 0.014873 | 5.8552e-05 | 0.55267 | 1.8949
95 | 0.64722 | 14.7369 | 2055.6928 | 0 | 0 | 0.80827 | 0.015329 | 0.62152 | 0.016491 | 0.42266 | 0.00091891 | 0 | 0 | 0 | 0 | 0.037623 | 0.0012914 | 0.056739 | 0.00027438 | 0 | 0 | 3.6587 | 0.20836 | 0.023317 | 0.015072 | 0.015268 | 0.00025778 | 0.015558 | 0.0010171 | 0.015265 | 0.00027438 | 0.01506 | 0.00022187 | 0.014874 | 5.2505e-05 | 0.71766 | 1.9331
96 | 0.44795 | 16.2296 | 2358.5104 | 0 | 0 | 0.89142 | 0.017356 | 0.73217 | 0.019491 | 0.41649 | 0.00091891 | 0 | 0 | 0 | 0 | 0.037663 | 0.00148 | 0.058871 | 0.00031535 | 0 | 0 | 4.023 | 0.23908 | 0.024259 | 0.017057 | 0.015268 | 0.00029887 | 0.015598 | 0.0011646 | 0.015265 | 0.00031535 | 0.015268 | 0.00025501 | 0.014874 | 6.0346e-05 | 0.70068 | 1.3379
97 | 0.51944 | 14.6841 | 1982.4828 | 0 | 0 | 0.83112 | 0.014709 | 0.64746 | 0.016491 | 0.42688 | 0.00091891 | 0 | 0 | 0 | 0 | 0.037624 | 0.0012363 | 0.056159 | 0.0002625 | 0 | 0 | 3.5631 | 0.20049 | 0.022424 | 0.014464 | 0.01506 | 0.00024531 | 0.015558 | 0.00097382 | 0.015265 | 0.0002625 | 0.01506 | 0.00021227 | 0.014874 | 5.0223e-05 | 0.55978 | 1.5514
98 | 0.47307 | 15.1524 | 2072.6519 | 0 | 0 | 0.88737 | 0.015448 | 0.68561 | 0.016491 | 0.40078 | 0.00091891 | 0 | 0 | 0 | 0 | 0.037623 | 0.0012894 | 0.056681 | 0.00027352 | 0 | 0 | 3.6817 | 0.21027 | 0.023373 | 0.015188 | 0.015268 | 0.00026018 | 0.015558 | 0.0010158 | 0.015265 | 0.00027352 | 0.01506 | 0.00022117 | 0.014874 | 5.2348e-05 | 0.83309 | 1.4129
99 | 0.44061 | 16.5892 | 2387.3701 | 0 | 0 | 0.81574 | 0.017414 | 0.64668 | 0.019491 | 0.61341 | 0.00091891 | 0 | 0 | 0 | 0 | 0.037663 | 0.0015063 | 0.059171 | 0.00032168 | 0 | 0 | 4.0632 | 0.24254 | 0.024285 | 0.017114 | 0.015268 | 0.00030001 | 0.015598 | 0.0011847 | 0.015265 | 0.00032168 | 0.015268 | 0.00026012 | 0.014874 | 6.156e-05 | 0.78736 | 1.316
100 | 0.58807 | 16.434 | 2407.6954 | 0 | 0 | 0.80024 | 0.017552 | 0.74806 | 0.019491 | 0.46717 | 0.00091891 | 0 | 0 | 0 | 0 | 0.037663 | 0.0015302 | 0.059429 | 0.00032738 | 0 | 0 | 4.0891 | 0.24477 | 0.024349 | 0.01725 | 0.015268 | 0.00030283 | 0.015597 | 0.0012028 | 0.015265 | 0.00032738 | 0.015268 | 0.00026472 | 0.014874 | 6.2666e-05 | 0.87688 | 1.7564
101 | 0.41893 | 14.8193 | 2100.7501 | 0 | 0 | 0.78724 | 0.01564 | 0.61958 | 0.016491 | 0.42165 | 0.00091891 | 0 | 0 | 0 | 0 | 0.037623 | 0.0013083 | 0.056879 | 0.00027755 | 0 | 0 | 3.7192 | 0.21338 | 0.023462 | 0.015376 | 0.015268 | 0.00026403 | 0.015557 | 0.0010308 | 0.015265 | 0.00027755 | 0.01506 | 0.00022443 | 0.014874 | 5.3118e-05 | 0.82122 | 1.2512
102 | 0.47629 | 14.9447 | 2020.7421 | 0 | 0 | 0.86029 | 0.015088 | 0.67199 | 0.016491 | 0.42069 | 0.00091891 | 0 | 0 | 0 | 0 | 0.037623 | 0.0012597 | 0.056378 | 0.0002672 | 0 | 0 | 3.612 | 0.2045 | 0.022602 | 0.014835 | 0.015268 | 0.00025294 | 0.015558 | 0.00099254 | 0.015265 | 0.0002672 | 0.01506 | 0.00021606 | 0.014874 | 5.1133e-05 | 0.63084 | 1.4225
103 | 0.54243 | 15.3092 | 2149.3627 | 0 | 0 | 0.74883 | 0.015967 | 0.70322 | 0.016491 | 0.44521 | 0.00091891 | 0 | 0 | 0 | 0 | 0.037622 | 0.0013625 | 0.057502 | 0.00029003 | 0 | 0 | 3.7833 | 0.21874 | 0.023615 | 0.015696 | 0.015268 | 0.00027061 | 0.015557 | 0.0010725 | 0.015265 | 0.00029003 | 0.01506 | 0.00023454 | 0.014873 | 5.5489e-05 | 0.69713 | 1.6201
104 | 0.72548 | 14.8539 | 2106.3282 | 0 | 0 | 0.75083 | 0.015673 | 0.60309 | 0.016491 | 0.46468 | 0.00091891 | 0 | 0 | 0 | 0 | 0.037623 | 0.0013383 | 0.057256 | 0.00028478 | 0 | 0 | 3.726 | 0.21395 | 0.023478 | 0.015409 | 0.015268 | 0.00026467 | 0.015557 | 0.0010535 | 0.015265 | 0.00028478 | 0.01506 | 0.0002303 | 0.014873 | 5.4483e-05 | 0.63286 | 2.1668
105 | 0.6891 | 15.7347 | 2282.7628 | 0 | 0 | 0.81682 | 0.016872 | 0.66342 | 0.016491 | 0.4451 | 0.00091891 | 0 | 0 | 0 | 0 | 0.037663 | 0.0014463 | 0.058574 | 0.00030854 | 0 | 0 | 3.9585 | 0.23356 | 0.024035 | 0.016583 | 0.015268 | 0.00028901 | 0.015598 | 0.0011378 | 0.015265 | 0.00030854 | 0.015268 | 0.00024951 | 0.014874 | 5.9029e-05 | 0.75346 | 2.0581
106 | 0.59642 | 15.2842 | 2206.2866 | 0 | 0 | 0.77402 | 0.016355 | 0.65153 | 0.016491 | 0.43041 | 0.00091891 | 0 | 0 | 0 | 0 | 0.037622 | 0.0013925 | 0.05779 | 0.00029629 | 0 | 0 | 3.8586 | 0.22507 | 0.023795 | 0.016076 | 0.015268 | 0.00027846 | 0.015557 | 0.0010962 | 0.015265 | 0.00029629 | 0.01506 | 0.00023959 | 0.014874 | 5.6693e-05 | 0.7527 | 1.7813
107 | 0.71793 | 15.8906 | 2240.1314 | 0 | 0 | 0.78143 | 0.01665 | 0.68958 | 0.016491 | 0.51399 | 0.00091891 | 0 | 0 | 0 | 0 | 0.037664 | 0.0014337 | 0.058246 | 0.00030579 | 0 | 0 | 3.9009 | 0.22866 | 0.023932 | 0.016365 | 0.015268 | 0.00028445 | 0.015598 | 0.0011279 | 0.015265 | 0.00030579 | 0.01506 | 0.00024729 | 0.014873 | 5.85e-05 | 0.74409 | 2.1442
108 | 0.59119 | 15.6518 | 2358.2098 | 0 | 0 | 0.76226 | 0.017307 | 0.64119 | 0.019491 | 0.44084 | 0.00091891 | 0 | 0 | 0 | 0 | 0.037663 | 0.0014862 | 0.058969 | 0.00031727 | 0 | 0 | 4.0235 | 0.23912 | 0.024236 | 0.017009 | 0.015268 | 0.00029787 | 0.015598 | 0.0011689 | 0.015265 | 0.00031727 | 0.015268 | 0.00025656 | 0.014874 | 6.0708e-05 | 0.79577 | 1.7657
109 | 0.52026 | 15.4225 | 2145.5559 | 0 | 0 | 0.78468 | 0.015904 | 0.601 | 0.016491 | 0.55629 | 0.00091891 | 0 | 0 | 0 | 0 | 0.037623 | 0.0013354 | 0.05716 | 0.0002833 | 0 | 0 | 3.7798 | 0.21845 | 0.023585 | 0.015635 | 0.015268 | 0.00026934 | 0.015557 | 0.0010521 | 0.015265 | 0.0002833 | 0.01506 | 0.00022909 | 0.014874 | 5.4212e-05 | 0.77599 | 1.5539
110 | 0.55418 | 14.9057 | 2148.3801 | 0 | 0 | 0.81392 | 0.015926 | 0.61225 | 0.016491 | 0.39589 | 0.00091891 | 0 | 0 | 0 | 0 | 0.037623 | 0.0013359 | 0.057176 | 0.00028366 | 0 | 0 | 3.7835 | 0.21876 | 0.023596 | 0.015656 | 0.015268 | 0.00026982 | 0.015557 | 0.0010523 | 0.015265 | 0.00028366 | 0.01506 | 0.00022937 | 0.014874 | 5.4282e-05 | 0.86269 | 1.6552
111 | 0.60301 | 13.9399 | 1874.5025 | 0 | 0 | 0.73049 | 0.01409 | 0.65323 | 0.016491 | 0.38673 | 0.00091891 | 0 | 0 | 0 | 0 | 0.037416 | 0.0011631 | 0.055298 | 0.00024585 | 0 | 0 | 3.4126 | 0.18827 | 0.022132 | 0.013857 | 0.01506 | 0.00023292 | 0.015559 | 0.0009173 | 0.015057 | 0.00024585 | 0.01506 | 0.0001988 | 0.014874 | 4.7051e-05 | 0.71366 | 1.801
112 | 0.4967 | 14.6092 | 1965.9117 | 0 | 0 | 0.74952 | 0.014718 | 0.62644 | 0.016491 | 0.49413 | 0.00091891 | 0 | 0 | 0 | 0 | 0.037624 | 0.0012228 | 0.055953 | 0.00025874 | 0 | 0 | 3.5377 | 0.19841 | 0.022429 | 0.014473 | 0.01506 | 0.00024547 | 0.015558 | 0.00096402 | 0.015265 | 0.00025874 | 0.01506 | 0.00020922 | 0.014874 | 4.9516e-05 | 0.65463 | 1.4835
113 | 0.46586 | 15.6125 | 2190.1539 | 0 | 0 | 0.81906 | 0.016306 | 0.62571 | 0.016491 | 0.52459 | 0.00091891 | 0 | 0 | 0 | 0 | 0.037622 | 0.0013826 | 0.057676 | 0.00029396 | 0 | 0 | 3.8359 | 0.22316 | 0.023773 | 0.016029 | 0.015268 | 0.00027748 | 0.015557 | 0.0010887 | 0.015265 | 0.00029396 | 0.01506 | 0.00023771 | 0.014874 | 5.625e-05 | 0.77362 | 1.3914
114 | 0.44545 | 16.1254 | 2354.8799 | 0 | 0 | 0.88302 | 0.017327 | 0.63777 | 0.019491 | 0.49261 | 0.00091891 | 0 | 0 | 0 | 0 | 0.037663 | 0.0014692 | 0.058722 | 0.00031231 | 0 | 0 | 4.0186 | 0.23871 | 0.024245 | 0.017028 | 0.015268 | 0.00029821 | 0.015598 | 0.0011569 | 0.015265 | 0.00031231 | 0.015268 | 0.00025254 | 0.014874 | 5.977e-05 | 1.057 | 1.3304
115 | 0.55538 | 16.6013 | 2265.8406 | 0 | 0 | 0.8628 | 0.01676 | 0.71398 | 0.016491 | 0.59657 | 0.00091891 | 0 | 0 | 0 | 0 | 0.037664 | 0.0014245 | 0.058119 | 0.00030344 | 0 | 0 | 3.9367 | 0.23171 | 0.023983 | 0.016473 | 0.015268 | 0.00028674 | 0.015598 | 0.0011211 | 0.015265 | 0.00030344 | 0.01506 | 0.00024538 | 0.014874 | 5.8062e-05 | 0.83519 | 1.6588
116 | 0.42344 | 15.1059 | 2087.3341 | 0 | 0 | 0.80339 | 0.015551 | 0.61696 | 0.016491 | 0.49694 | 0.00091891 | 0 | 0 | 0 | 0 | 0.037623 | 0.0012994 | 0.05678 | 0.00027553 | 0 | 0 | 3.7013 | 0.21189 | 0.02342 | 0.015289 | 0.015268 | 0.00026222 | 0.015558 | 0.0010239 | 0.015265 | 0.00027553 | 0.01506 | 0.0002228 | 0.014874 | 5.2731e-05 | 0.92024 | 1.2647
117 | 0.55541 | 16.6622 | 2467.4797 | 0 | 0 | 0.86871 | 0.018019 | 0.64883 | 0.019491 | 0.53664 | 0.00091891 | 0 | 0 | 0 | 0 | 0.037663 | 0.0015377 | 0.059419 | 0.00032764 | 0 | 0 | 4.1652 | 0.25137 | 0.024564 | 0.017707 | 0.015268 | 0.00031241 | 0.015597 | 0.0012101 | 0.015265 | 0.00032764 | 0.015268 | 0.00026495 | 0.014874 | 6.2698e-05 | 0.85776 | 1.6589
118 | 0.60921 | 16.3208 | 2426.2479 | 0 | 0 | 0.79896 | 0.017677 | 0.65225 | 0.019491 | 0.5211 | 0.00091891 | 0 | 0 | 0 | 0 | 0.037663 | 0.0015339 | 0.059466 | 0.00032813 | 0 | 0 | 4.1132 | 0.24686 | 0.024406 | 0.017371 | 0.015268 | 0.00030541 | 0.015597 | 0.0012058 | 0.015265 | 0.00032813 | 0.015268 | 0.00026535 | 0.014873 | 6.2782e-05 | 0.76536 | 1.8195
119 | 0.46446 | 16.0255 | 2249.6739 | 0 | 0 | 0.93701 | 0.016651 | 0.61923 | 0.016491 | 0.51505 | 0.00091891 | 0 | 0 | 0 | 0 | 0.037622 | 0.0014137 | 0.058006 | 0.00030108 | 0 | 0 | 3.9156 | 0.22991 | 0.023932 | 0.016366 | 0.015268 | 0.00028451 | 0.015557 | 0.0011127 | 0.015265 | 0.00030108 | 0.01506 | 0.00024346 | 0.014874 | 5.7619e-05 | 0.6382 | 1.3872
120 | 0.53823 | 16.5717 | 2494.1938 | 0 | 0 | 0.8761 | 0.018138 | 0.72096 | 0.019491 | 0.41625 | 0.00091891 | 0 | 0 | 0 | 0 | 0.037663 | 0.0015637 | 0.059713 | 0.00033395 | 0 | 0 | 4.2004 | 0.25444 | 0.024618 | 0.017823 | 0.015268 | 0.00031484 | 0.015597 | 0.0012298 | 0.015265 | 0.00033395 | 0.015268 | 0.00027005 | 0.014874 | 6.3897e-05 | 0.96183 | 1.6075
121 | 0.58275 | 16.0387 | 2383.3571 | 0 | 0 | 0.83191 | 0.017485 | 0.66402 | 0.019491 | 0.4533 | 0.00091891 | 0 | 0 | 0 | 0 | 0.037663 | 0.0015121 | 0.059246 | 0.00032317 | 0 | 0 | 4.0555 | 0.24188 | 0.024318 | 0.017184 | 0.015268 | 0.0003015 | 0.015598 | 0.001189 | 0.015265 | 0.00032317 | 0.015268 | 0.00026135 | 0.014873 | 6.1825e-05 | 0.78005 | 1.7405
122 | 0.63447 | 13.4474 | 1780.0294 | 0 | 0 | 0.65413 | 0.013436 | 0.64269 | 0.016491 | 0.39927 | 0.00091891 | 0 | 0 | 0 | 0 | 0.037416 | 0.0011147 | 0.054835 | 0.0002366 | 0 | 0 | 3.2811 | 0.17777 | 0.021822 | 0.013216 | 0.01506 | 0.00021995 | 0.015559 | 0.00087813 | 0.015057 | 0.0002366 | 0.01506 | 0.00019133 | 0.014873 | 4.5269e-05 | 0.49213 | 1.895
123 | 0.63435 | 14.6833 | 2028.0354 | 0 | 0 | 0.8345 | 0.01514 | 0.63764 | 0.016491 | 0.39966 | 0.00091891 | 0 | 0 | 0 | 0 | 0.037623 | 0.0012827 | 0.056676 | 0.00027285 | 0 | 0 | 3.6212 | 0.20526 | 0.022626 | 0.014886 | 0.015268 | 0.00025396 | 0.015558 | 0.0010098 | 0.015265 | 0.00027285 | 0.01506 | 0.00022065 | 0.014873 | 5.2201e-05 | 0.5355 | 1.8946
124 | 0.51393 | 14.2188 | 1856.257 | 0 | 0 | 0.81058 | 0.013963 | 0.64311 | 0.016491 | 0.43305 | 0.00091891 | 0 | 0 | 0 | 0 | 0.037416 | 0.0011549 | 0.055244 | 0.00024468 | 0 | 0 | 3.3873 | 0.18624 | 0.022072 | 0.013733 | 0.01506 | 0.00023044 | 0.015559 | 0.00091019 | 0.015057 | 0.00024468 | 0.01506 | 0.00019785 | 0.014874 | 4.6823e-05 | 0.65609 | 1.5349
125 | 0.52003 | 15.9156 | 2267.5291 | 0 | 0 | 0.78859 | 0.016768 | 0.67587 | 0.016491 | 0.50685 | 0.00091891 | 0 | 0 | 0 | 0 | 0.037664 | 0.0014254 | 0.058107 | 0.00030327 | 0 | 0 | 3.939 | 0.2319 | 0.023987 | 0.016482 | 0.015268 | 0.00028686 | 0.015598 | 0.0011221 | 0.015265 | 0.00030327 | 0.01506 | 0.00024523 | 0.014874 | 5.8035e-05 | 0.81455 | 1.5532
126 | 0.47957 | 14.9698 | 1995.0668 | 0 | 0 | 0.79022 | 0.014936 | 0.68553 | 0.016491 | 0.47699 | 0.00091891 | 0 | 0 | 0 | 0 | 0.037624 | 0.0012388 | 0.056112 | 0.00026202 | 0 | 0 | 3.5769 | 0.20162 | 0.022531 | 0.014686 | 0.015268 | 0.00024983 | 0.015558 | 0.00097675 | 0.015265 | 0.00026202 | 0.01506 | 0.00021187 | 0.014874 | 5.0146e-05 | 0.81987 | 1.4323
127 | 0.51275 | 16.4246 | 2436.1423 | 0 | 0 | 0.87604 | 0.01775 | 0.66469 | 0.019491 | 0.47994 | 0.00091891 | 0 | 0 | 0 | 0 | 0.037663 | 0.0015102 | 0.059144 | 0.00032158 | 0 | 0 | 4.1266 | 0.24802 | 0.02444 | 0.017443 | 0.015268 | 0.0003069 | 0.015598 | 0.0011887 | 0.015265 | 0.00032158 | 0.015268 | 0.00026004 | 0.014874 | 6.1539e-05 | 1.0584 | 1.5314
128 | 0.63468 | 15.1423 | 2103.2605 | 0 | 0 | 0.89178 | 0.015628 | 0.63103 | 0.016491 | 0.42537 | 0.00091891 | 0 | 0 | 0 | 0 | 0.037623 | 0.0013207 | 0.057046 | 0.0002807 | 0 | 0 | 3.7229 | 0.21369 | 0.023457 | 0.015365 | 0.015268 | 0.00026379 | 0.015557 | 0.00104 | 0.015265 | 0.0002807 | 0.01506 | 0.00022698 | 0.014874 | 5.3711e-05 | 0.69001 | 1.8956
129 | 0.52509 | 16.3977 | 2324.4402 | 0 | 0 | 0.95403 | 0.017053 | 0.72215 | 0.019491 | 0.45582 | 0.00091891 | 0 | 0 | 0 | 0 | 0.037664 | 0.0014422 | 0.058248 | 0.00030654 | 0 | 0 | 3.9809 | 0.23548 | 0.024119 | 0.01676 | 0.015268 | 0.00029265 | 0.015598 | 0.0011356 | 0.015265 | 0.00030654 | 0.01506 | 0.00024788 | 0.014874 | 5.8665e-05 | 0.89551 | 1.5683
130 | 0.50294 | 14.9045 | 2103.9559 | 0 | 0 | 0.77687 | 0.015738 | 0.59691 | 0.016491 | 0.47082 | 0.00091891 | 0 | 0 | 0 | 0 | 0.037623 | 0.0013252 | 0.057077 | 0.00028145 | 0 | 0 | 3.7212 | 0.21355 | 0.023508 | 0.015472 | 0.015268 | 0.000266 | 0.015557 | 0.0010437 | 0.015265 | 0.00028145 | 0.01506 | 0.00022759 | 0.014874 | 5.3858e-05 | 0.74091 | 1.5021
131 | 0.50506 | 16.5214 | 2494.1511 | 0 | 0 | 0.85 | 0.018329 | 0.72933 | 0.019491 | 0.41409 | 0.00091891 | 0 | 0 | 0 | 0 | 0.037663 | 0.0015679 | 0.05972 | 0.00033446 | 0 | 0 | 4.1958 | 0.25405 | 0.024706 | 0.01801 | 0.015268 | 0.00031878 | 0.015597 | 0.0012334 | 0.015265 | 0.00033446 | 0.015268 | 0.00027045 | 0.014874 | 6.4007e-05 | 1.0666 | 1.5085
132 | 0.52735 | 15.6332 | 2179.6561 | 0 | 0 | 0.90579 | 0.016176 | 0.71026 | 0.016491 | 0.39994 | 0.00091891 | 0 | 0 | 0 | 0 | 0.037622 | 0.0013636 | 0.05746 | 0.00028957 | 0 | 0 | 3.8238 | 0.22214 | 0.023712 | 0.015901 | 0.015268 | 0.00027484 | 0.015557 | 0.001074 | 0.015265 | 0.00028957 | 0.01506 | 0.00023416 | 0.014874 | 5.5418e-05 | 0.90613 | 1.5751
133 | 0.51478 | 14.0223 | 1947.335 | 0 | 0 | 0.76028 | 0.01459 | 0.61361 | 0.016491 | 0.36888 | 0.00091891 | 0 | 0 | 0 | 0 | 0.037624 | 0.001217 | 0.055911 | 0.00025775 | 0 | 0 | 3.5122 | 0.19634 | 0.022368 | 0.014347 | 0.01506 | 0.0002429 | 0.015558 | 0.00095926 | 0.015265 | 0.00025775 | 0.01506 | 0.00020843 | 0.014874 | 4.9324e-05 | 0.75342 | 1.5375
134 | 0.44325 | 14.5904 | 2061.9484 | 0 | 0 | 0.80095 | 0.015324 | 0.60896 | 0.016491 | 0.39707 | 0.00091891 | 0 | 0 | 0 | 0 | 0.037623 | 0.0012796 | 0.056576 | 0.00027128 | 0 | 0 | 3.6687 | 0.20919 | 0.023314 | 0.015067 | 0.015268 | 0.00025766 | 0.015558 | 0.0010083 | 0.015265 | 0.00027128 | 0.01506 | 0.00021936 | 0.014874 | 5.1914e-05 | 0.71173 | 1.3239
135 | 0.64014 | 16.7265 | 2495.1499 | 0 | 0 | 0.90004 | 0.018236 | 0.74504 | 0.019491 | 0.41721 | 0.00091891 | 0 | 0 | 0 | 0 | 0.037662 | 0.0015802 | 0.059873 | 0.00033743 | 0 | 0 | 4.1991 | 0.25433 | 0.024663 | 0.017919 | 0.015268 | 0.00031681 | 0.015597 | 0.0012428 | 0.015265 | 0.00033743 | 0.015268 | 0.00027287 | 0.014874 | 6.456e-05 | 0.88556 | 1.9119
136 | 0.51378 | 14.9932 | 2054.4743 | 0 | 0 | 0.82186 | 0.015323 | 0.61654 | 0.016491 | 0.48438 | 0.00091891 | 0 | 0 | 0 | 0 | 0.037623 | 0.0012897 | 0.056712 | 0.00027382 | 0 | 0 | 3.657 | 0.20822 | 0.023314 | 0.015065 | 0.015268 | 0.00025763 | 0.015558 | 0.0010159 | 0.015265 | 0.00027382 | 0.01506 | 0.00022142 | 0.014874 | 5.2393e-05 | 0.6354 | 1.5345
137 | 0.66605 | 15.6078 | 2218.3958 | 0 | 0 | 0.84106 | 0.01635 | 0.60648 | 0.016491 | 0.50484 | 0.00091891 | 0 | 0 | 0 | 0 | 0.037622 | 0.0014054 | 0.057975 | 0.00029996 | 0 | 0 | 3.8764 | 0.22658 | 0.023793 | 0.016072 | 0.015268 | 0.0002784 | 0.015557 | 0.0011054 | 0.015265 | 0.00029996 | 0.01506 | 0.00024257 | 0.014873 | 5.7385e-05 | 0.74314 | 1.9893
138 | 0.54313 | 14.2761 | 1743.8233 | 0 | 0 | 0.81436 | 0.012979 | 0.64729 | 0.016491 | 0.53166 | 0.00091891 | 0 | 0 | 0 | 0 | 0.037416 | 0.0010603 | 0.054021 | 0.00022474 | 0 | 0 | 3.2364 | 0.17424 | 0.021605 | 0.012768 | 0.01506 | 0.00021091 | 0.015559 | 0.0008356 | 0.015057 | 0.00022474 | 0.014888 | 0.00018174 | 0.014874 | 4.3008e-05 | 0.46653 | 1.6222
139 | 0.66775 | 14.1895 | 1914.2266 | 0 | 0 | 0.75114 | 0.014407 | 0.58967 | 0.016491 | 0.46821 | 0.00091891 | 0 | 0 | 0 | 0 | 0.037624 | 0.0012109 | 0.055879 | 0.00025686 | 0 | 0 | 3.4654 | 0.19254 | 0.022282 | 0.014167 | 0.01506 | 0.00023924 | 0.015558 | 0.00095404 | 0.015265 | 0.00025686 | 0.01506 | 0.00020772 | 0.014873 | 4.9145e-05 | 0.65622 | 1.9944
140 | 0.50968 | 15.755 | 2178.0319 | 0 | 0 | 0.90539 | 0.016164 | 0.65502 | 0.016491 | 0.48716 | 0.00091891 | 0 | 0 | 0 | 0 | 0.037622 | 0.0013682 | 0.057519 | 0.00029069 | 0 | 0 | 3.8215 | 0.22195 | 0.023707 | 0.01589 | 0.015268 | 0.00027459 | 0.015557 | 0.0010776 | 0.015265 | 0.00029069 | 0.01506 | 0.00023507 | 0.014874 | 5.5626e-05 | 0.88053 | 1.5223
141 | 0.57195 | 15.8584 | 2222.4949 | 0 | 0 | 0.80596 | 0.016467 | 0.71829 | 0.016491 | 0.4749 | 0.00091891 | 0 | 0 | 0 | 0 | 0.037622 | 0.0013894 | 0.057721 | 0.00029515 | 0 | 0 | 3.8802 | 0.2269 | 0.023847 | 0.016186 | 0.015268 | 0.00028075 | 0.015557 | 0.0010943 | 0.015265 | 0.00029515 | 0.01506 | 0.00023867 | 0.014874 | 5.6483e-05 | 0.96767 | 1.7083
142 | 0.66321 | 15.2955 | 2164.9187 | 0 | 0 | 0.8186 | 0.016064 | 0.68614 | 0.016491 | 0.40415 | 0.00091891 | 0 | 0 | 0 | 0 | 0.037622 | 0.0013665 | 0.057536 | 0.00029085 | 0 | 0 | 3.8042 | 0.2205 | 0.02366 | 0.015791 | 0.015268 | 0.00027258 | 0.015557 | 0.0010756 | 0.015265 | 0.00029085 | 0.01506 | 0.0002352 | 0.014874 | 5.5652e-05 | 0.75409 | 1.9808
143 | 0.53958 | 15.579 | 2259.3566 | 0 | 0 | 0.86846 | 0.016717 | 0.62223 | 0.016491 | 0.43446 | 0.00091891 | 0 | 0 | 0 | 0 | 0.037622 | 0.0014141 | 0.057989 | 0.00030083 | 0 | 0 | 3.9284 | 0.231 | 0.023963 | 0.016431 | 0.015268 | 0.00028585 | 0.015556 | 0.0011133 | 0.015265 | 0.00030083 | 0.01506 | 0.00024326 | 0.014874 | 5.7569e-05 | 0.75801 | 1.6116
144 | 0.49195 | 15.4145 | 2276.3068 | 0 | 0 | 0.82263 | 0.016846 | 0.62855 | 0.016491 | 0.4018 | 0.00091891 | 0 | 0 | 0 | 0 | 0.037664 | 0.0014319 | 0.058176 | 0.00030472 | 0 | 0 | 3.95 | 0.23284 | 0.024023 | 0.016557 | 0.015268 | 0.00028844 | 0.015598 | 0.0011272 | 0.015265 | 0.00030472 | 0.01506 | 0.00024641 | 0.014874 | 5.8311e-05 | 0.75108 | 1.4693
145 | 0.47563 | 14.1514 | 1860.8934 | 0 | 0 | 0.78214 | 0.013997 | 0.6509 | 0.016491 | 0.42191 | 0.00091891 | 0 | 0 | 0 | 0 | 0.037416 | 0.001153 | 0.055199 | 0.00024394 | 0 | 0 | 3.3939 | 0.18676 | 0.022088 | 0.013766 | 0.01506 | 0.00023109 | 0.015559 | 0.00090905 | 0.015057 | 0.00024394 | 0.01506 | 0.00019725 | 0.014874 | 4.6684e-05 | 0.55284 | 1.4206
146 | 0.55671 | 14.7572 | 1955.4837 | 0 | 0 | 0.80575 | 0.014618 | 0.65639 | 0.016491 | 0.47532 | 0.00091891 | 0 | 0 | 0 | 0 | 0.037624 | 0.0012336 | 0.056135 | 0.00026194 | 0 | 0 | 3.5236 | 0.19727 | 0.022381 | 0.014375 | 0.01506 | 0.00024348 | 0.015558 | 0.00097168 | 0.015265 | 0.00026194 | 0.01506 | 0.00021183 | 0.014873 | 5.0118e-05 | 0.61027 | 1.6627
147 | 0.57233 | 14.3949 | 1903.039 | 0 | 0 | 0.83442 | 0.014105 | 0.61853 | 0.016491 | 0.44548 | 0.00091891 | 0 | 0 | 0 | 0 | 0.037416 | 0.0011698 | 0.055402 | 0.00024774 | 0 | 0 | 3.4567 | 0.19183 | 0.02214 | 0.013872 | 0.01506 | 0.00023325 | 0.015559 | 0.00092205 | 0.015057 | 0.00024774 | 0.01506 | 0.00020033 | 0.014874 | 4.7408e-05 | 0.64625 | 1.7094
148 | 0.64282 | 13.5581 | 1781.2449 | 0 | 0 | 0.74554 | 0.013443 | 0.65528 | 0.016491 | 0.35798 | 0.00091891 | 0 | 0 | 0 | 0 | 0.037416 | 0.0011184 | 0.054861 | 0.00023707 | 0 | 0 | 3.2827 | 0.1779 | 0.021826 | 0.013223 | 0.01506 | 0.00022005 | 0.015559 | 0.00088128 | 0.015057 | 0.00023707 | 0.01506 | 0.00019171 | 0.014873 | 4.5362e-05 | 0.54954 | 1.9199
149 | 0.51561 | 16.2988 | 2397.6552 | 0 | 0 | 0.95179 | 0.017488 | 0.63532 | 0.019491 | 0.46177 | 0.00091891 | 0 | 0 | 0 | 0 | 0.037663 | 0.0014977 | 0.059067 | 0.00031956 | 0 | 0 | 4.0768 | 0.24371 | 0.02432 | 0.017187 | 0.015268 | 0.00030158 | 0.015598 | 0.0011781 | 0.015265 | 0.00031956 | 0.015268 | 0.00025842 | 0.014874 | 6.1148e-05 | 0.87709 | 1.54
150 | 0.62079 | 16.0364 | 2326.692 | 0 | 0 | 0.80238 | 0.017015 | 0.65115 | 0.019491 | 0.52589 | 0.00091891 | 0 | 0 | 0 | 0 | 0.037663 | 0.0014485 | 0.058564 | 0.00030855 | 0 | 0 | 3.985 | 0.23582 | 0.024101 | 0.016723 | 0.015268 | 0.00029192 | 0.015598 | 0.0011399 | 0.015265 | 0.00030855 | 0.015268 | 0.00024951 | 0.014874 | 5.9032e-05 | 0.88878 | 1.8541
151 | 0.46722 | 15.6009 | 2017.2105 | 0 | 0 | 0.79582 | 0.01507 | 0.69226 | 0.016491 | 0.60642 | 0.00091891 | 0 | 0 | 0 | 0 | 0.037623 | 0.0012539 | 0.056282 | 0.00026539 | 0 | 0 | 3.6072 | 0.20411 | 0.022594 | 0.014817 | 0.015268 | 0.00025252 | 0.015558 | 0.00098852 | 0.015265 | 0.00026539 | 0.01506 | 0.0002146 | 0.014874 | 5.0791e-05 | 0.6102 | 1.3955
152 | 0.62213 | 15.2639 | 2226.5457 | 0 | 0 | 0.79386 | 0.016505 | 0.63038 | 0.016491 | 0.41866 | 0.00091891 | 0 | 0 | 0 | 0 | 0.037622 | 0.0014057 | 0.05794 | 0.00029947 | 0 | 0 | 3.8849 | 0.2273 | 0.023865 | 0.016223 | 0.015268 | 0.00028154 | 0.015557 | 0.0011062 | 0.015265 | 0.00029947 | 0.01506 | 0.00024217 | 0.014874 | 5.73e-05 | 0.73435 | 1.8581
153 | 0.50627 | 15.2962 | 2190.1725 | 0 | 0 | 0.81941 | 0.01625 | 0.6234 | 0.016491 | 0.44657 | 0.00091891 | 0 | 0 | 0 | 0 | 0.037622 | 0.0013651 | 0.057473 | 0.00028997 | 0 | 0 | 3.8377 | 0.22332 | 0.023747 | 0.015974 | 0.015268 | 0.00027638 | 0.015557 | 0.0010751 | 0.015265 | 0.00028997 | 0.01506 | 0.00023448 | 0.014874 | 5.5496e-05 | 0.90386 | 1.5121
154 | 0.51908 | 16.7094 | 2474.0466 | 0 | 0 | 0.89007 | 0.018005 | 0.75868 | 0.019491 | 0.41962 | 0.00091891 | 0 | 0 | 0 | 0 | 0.037663 | 0.0015326 | 0.059374 | 0.00032676 | 0 | 0 | 4.1751 | 0.25224 | 0.024557 | 0.017693 | 0.015268 | 0.00031216 | 0.015597 | 0.0012059 | 0.015265 | 0.00032676 | 0.015268 | 0.00026423 | 0.014874 | 6.2535e-05 | 1.0962 | 1.5503
155 | 0.4681 | 13.8509 | 1885.6823 | 0 | 0 | 0.77689 | 0.01403 | 0.59064 | 0.016491 | 0.38739 | 0.00091891 | 0 | 0 | 0 | 0 | 0.037416 | 0.0011591 | 0.05527 | 0.00024524 | 0 | 0 | 3.4317 | 0.18981 | 0.022104 | 0.013799 | 0.01506 | 0.00023175 | 0.015559 | 0.00091385 | 0.015057 | 0.00024524 | 0.01506 | 0.00019831 | 0.014874 | 4.6929e-05 | 0.57315 | 1.3981
156 | 0.58524 | 15.9318 | 2230.5354 | 0 | 0 | 0.88608 | 0.016519 | 0.70575 | 0.016491 | 0.451 | 0.00091891 | 0 | 0 | 0 | 0 | 0.037622 | 0.0014061 | 0.057931 | 0.00029934 | 0 | 0 | 3.8905 | 0.22777 | 0.023871 | 0.016237 | 0.015268 | 0.00028181 | 0.015557 | 0.0011068 | 0.015265 | 0.00029934 | 0.01506 | 0.00024206 | 0.014874 | 5.7279e-05 | 0.74653 | 1.7479
157 | 0.58567 | 15.0273 | 2112.7777 | 0 | 0 | 0.86495 | 0.015722 | 0.62783 | 0.016491 | 0.40898 | 0.00091891 | 0 | 0 | 0 | 0 | 0.037623 | 0.0013333 | 0.057187 | 0.00028357 | 0 | 0 | 3.7347 | 0.21468 | 0.0235 | 0.015456 | 0.015268 | 0.00026567 | 0.015557 | 0.0010497 | 0.015265 | 0.00028357 | 0.01506 | 0.0002293 | 0.014874 | 5.4262e-05 | 0.64243 | 1.7492
158 | 0.64608 | 17.0444 | 2510.898 | 0 | 0 | 0.7626 | 0.01827 | 0.73303 | 0.019491 | 0.57893 | 0.00091891 | 0 | 0 | 0 | 0 | 0.037662 | 0.0015979 | 0.060079 | 0.00034187 | 0 | 0 | 4.2205 | 0.2562 | 0.024679 | 0.017953 | 0.015268 | 0.00031751 | 0.015597 | 0.0012561 | 0.015265 | 0.00034187 | 0.015268 | 0.00027647 | 0.014873 | 6.5401e-05 | 0.85666 | 1.9296
159 | 0.43403 | 15.2396 | 2153.408 | 0 | 0 | 0.78822 | 0.016107 | 0.70472 | 0.016491 | 0.40093 | 0.00091891 | 0 | 0 | 0 | 0 | 0.037623 | 0.0013535 | 0.057361 | 0.00028759 | 0 | 0 | 3.7863 | 0.21899 | 0.02368 | 0.015833 | 0.015268 | 0.00027348 | 0.015557 | 0.0010659 | 0.015265 | 0.00028759 | 0.01506 | 0.00023255 | 0.014874 | 5.5044e-05 | 0.93526 | 1.2963
160 | 0.508 | 14.6607 | 1999.3083 | 0 | 0 | 0.78678 | 0.014949 | 0.64142 | 0.016491 | 0.44211 | 0.00091891 | 0 | 0 | 0 | 0 | 0.037624 | 0.0012402 | 0.056139 | 0.00026256 | 0 | 0 | 3.583 | 0.20213 | 0.022537 | 0.014698 | 0.015268 | 0.00025011 | 0.015558 | 0.00097759 | 0.015265 | 0.00026256 | 0.01506 | 0.00021231 | 0.014874 | 5.0253e-05 | 0.7953 | 1.5172
161 | 0.61012 | 14.8198 | 2014.5461 | 0 | 0 | 0.72339 | 0.015042 | 0.63799 | 0.016491 | 0.51144 | 0.00091891 | 0 | 0 | 0 | 0 | 0.037623 | 0.0012668 | 0.056475 | 0.00026892 | 0 | 0 | 3.6034 | 0.2038 | 0.02258 | 0.01479 | 0.015268 | 0.00025197 | 0.015558 | 0.00099785 | 0.015265 | 0.00026892 | 0.01506 | 0.00021747 | 0.014874 | 5.1456e-05 | 0.75358 | 1.8223
162 | 0.44631 | 15.1478 | 2080.5962 | 0 | 0 | 0.80008 | 0.015622 | 0.61916 | 0.016491 | 0.51455 | 0.00091891 | 0 | 0 | 0 | 0 | 0.037623 | 0.0013044 | 0.056828 | 0.00027655 | 0 | 0 | 3.6892 | 0.21089 | 0.023454 | 0.015358 | 0.015268 | 0.00026366 | 0.015557 | 0.0010278 | 0.015265 | 0.00027655 | 0.01506 | 0.00022362 | 0.014874 | 5.2931e-05 | 0.76868 | 1.333
163 | 0.55 | 17.3869 | 2478.7561 | 0 | 0 | 1.0167 | 0.018034 | 0.68478 | 0.019491 | 0.5825 | 0.00091891 | 0 | 0 | 0 | 0 | 0.037663 | 0.0015317 | 0.059335 | 0.00032589 | 0 | 0 | 4.1814 | 0.25278 | 0.024571 | 0.017721 | 0.015268 | 0.00031269 | 0.015597 | 0.0012058 | 0.015265 | 0.00032589 | 0.015268 | 0.00026353 | 0.014874 | 6.2357e-05 | 0.99152 | 1.6427
164 | 0.50064 | 16.2291 | 2360.4818 | 0 | 0 | 0.92016 | 0.017239 | 0.71285 | 0.019491 | 0.41458 | 0.00091891 | 0 | 0 | 0 | 0 | 0.037663 | 0.0014685 | 0.05876 | 0.00031293 | 0 | 0 | 4.0289 | 0.23959 | 0.024204 | 0.016942 | 0.015268 | 0.00029648 | 0.015598 | 0.0011556 | 0.015265 | 0.00031293 | 0.015268 | 0.00025305 | 0.014874 | 5.9881e-05 | 0.818 | 1.4953
165 | 0.58333 | 14.6543 | 1996.5594 | 0 | 0 | 0.80778 | 0.014925 | 0.64257 | 0.016491 | 0.42912 | 0.00091891 | 0 | 0 | 0 | 0 | 0.037623 | 0.0012576 | 0.056385 | 0.00026702 | 0 | 0 | 3.5788 | 0.20178 | 0.022526 | 0.014676 | 0.015268 | 0.00024964 | 0.015558 | 0.00099062 | 0.015265 | 0.00026702 | 0.01506 | 0.00021594 | 0.014874 | 5.1088e-05 | 0.65965 | 1.7422
166 | 0.59238 | 16.1882 | 2461.4528 | 0 | 0 | 0.80758 | 0.018066 | 0.64715 | 0.019491 | 0.46324 | 0.00091891 | 0 | 0 | 0 | 0 | 0.037662 | 0.0015723 | 0.059824 | 0.00033612 | 0 | 0 | 4.1543 | 0.25043 | 0.024585 | 0.017753 | 0.015268 | 0.00031335 | 0.015597 | 0.0012362 | 0.015265 | 0.00033612 | 0.015268 | 0.00027182 | 0.014873 | 6.43e-05 | 0.83299 | 1.7692
167 | 0.6681 | 13.5219 | 1809.4427 | 0 | 0 | 0.68795 | 0.013638 | 0.57353 | 0.016491 | 0.44195 | 0.00091891 | 0 | 0 | 0 | 0 | 0.037416 | 0.0011394 | 0.055114 | 0.00024184 | 0 | 0 | 3.322 | 0.18102 | 0.021918 | 0.013414 | 0.01506 | 0.00022394 | 0.015559 | 0.0008976 | 0.015057 | 0.00024184 | 0.01506 | 0.00019557 | 0.014873 | 4.6269e-05 | 0.46057 | 1.9954
168 | 0.52532 | 13.7655 | 1828.7731 | 0 | 0 | 0.79913 | 0.01374 | 0.61647 | 0.016491 | 0.37564 | 0.00091891 | 0 | 0 | 0 | 0 | 0.037416 | 0.0011295 | 0.054945 | 0.00023901 | 0 | 0 | 3.3504 | 0.18328 | 0.021967 | 0.013514 | 0.01506 | 0.00022597 | 0.015559 | 0.00089047 | 0.015057 | 0.00023901 | 0.01506 | 0.00019327 | 0.014874 | 4.574e-05 | 0.7147 | 1.569
169 | 0.52922 | 16.1168 | 2373.752 | 0 | 0 | 0.84796 | 0.017325 | 0.7175 | 0.019491 | 0.41549 | 0.00091891 | 0 | 0 | 0 | 0 | 0.037663 | 0.0014981 | 0.059089 | 0.00031968 | 0 | 0 | 4.0456 | 0.24102 | 0.024244 | 0.017027 | 0.015268 | 0.00029818 | 0.015598 | 0.0011784 | 0.015265 | 0.00031968 | 0.015268 | 0.00025852 | 0.014873 | 6.1155e-05 | 0.78529 | 1.5806
170 | 0.49036 | 15.1975 | 2235.7873 | 0 | 0 | 0.79465 | 0.016554 | 0.63406 | 0.016491 | 0.39044 | 0.00091891 | 0 | 0 | 0 | 0 | 0.037622 | 0.0014122 | 0.058003 | 0.00030082 | 0 | 0 | 3.8973 | 0.22835 | 0.023888 | 0.016272 | 0.015268 | 0.00028253 | 0.015557 | 0.0011113 | 0.015265 | 0.00030082 | 0.01506 | 0.00024326 | 0.014874 | 5.7561e-05 | 0.77318 | 1.4646
171 | 0.60765 | 16.6735 | 2411.9802 | 0 | 0 | 0.78184 | 0.017659 | 0.72298 | 0.019491 | 0.56093 | 0.00091891 | 0 | 0 | 0 | 0 | 0.037663 | 0.0015183 | 0.059262 | 0.0003238 | 0 | 0 | 4.0932 | 0.24513 | 0.024398 | 0.017354 | 0.015268 | 0.00030502 | 0.015598 | 0.0011945 | 0.015265 | 0.0003238 | 0.015268 | 0.00026185 | 0.014874 | 6.1956e-05 | 0.64572 | 1.8149
172 | 0.44527 | 15.4924 | 2190.7439 | 0 | 0 | 0.83115 | 0.016253 | 0.63214 | 0.016491 | 0.47933 | 0.00091891 | 0 | 0 | 0 | 0 | 0.037622 | 0.0013645 | 0.057457 | 0.00028966 | 0 | 0 | 3.8386 | 0.22339 | 0.023748 | 0.015976 | 0.015268 | 0.00027641 | 0.015557 | 0.0010749 | 0.015265 | 0.00028966 | 0.01506 | 0.00023422 | 0.014874 | 5.5435e-05 | 0.73763 | 1.3299
173 | 0.53673 | 16.6766 | 2497.2203 | 0 | 0 | 0.83602 | 0.018301 | 0.66862 | 0.019491 | 0.519 | 0.00091891 | 0 | 0 | 0 | 0 | 0.037662 | 0.0015777 | 0.059837 | 0.00033682 | 0 | 0 | 4.2007 | 0.25446 | 0.024693 | 0.017983 | 0.015268 | 0.00031817 | 0.015597 | 0.0012409 | 0.015265 | 0.00033682 | 0.015268 | 0.00027237 | 0.014874 | 6.4453e-05 | 0.73731 | 1.6031
174 | 0.49901 | 16.7826 | 2463.6103 | 0 | 0 | 0.77269 | 0.018059 | 0.67837 | 0.019491 | 0.59973 | 0.00091891 | 0 | 0 | 0 | 0 | 0.037663 | 0.0015652 | 0.059751 | 0.0003346 | 0 | 0 | 4.1578 | 0.25073 | 0.024582 | 0.017746 | 0.015268 | 0.00031323 | 0.015597 | 0.0012305 | 0.015265 | 0.0003346 | 0.015268 | 0.00027059 | 0.014874 | 6.4018e-05 | 0.91745 | 1.4904
175 | 0.57521 | 15.0266 | 2083.7255 | 0 | 0 | 0.72003 | 0.015521 | 0.61746 | 0.016491 | 0.53008 | 0.00091891 | 0 | 0 | 0 | 0 | 0.037623 | 0.001312 | 0.056963 | 0.00027891 | 0 | 0 | 3.6961 | 0.21146 | 0.023406 | 0.015259 | 0.015268 | 0.00026163 | 0.015557 | 0.0010331 | 0.015265 | 0.00027891 | 0.01506 | 0.00022554 | 0.014874 | 5.3367e-05 | 0.56234 | 1.718
176 | 0.48744 | 15.5766 | 2133.1048 | 0 | 0 | 0.76951 | 0.015859 | 0.69625 | 0.016491 | 0.51934 | 0.00091891 | 0 | 0 | 0 | 0 | 0.037623 | 0.0013404 | 0.057232 | 0.00028461 | 0 | 0 | 3.762 | 0.21695 | 0.023564 | 0.01559 | 0.015268 | 0.00026841 | 0.015557 | 0.0010558 | 0.015265 | 0.00028461 | 0.01506 | 0.00023015 | 0.014874 | 5.4459e-05 | 0.58625 | 1.4558
177 | 0.54228 | 16.5545 | 2481.7096 | 0 | 0 | 0.96875 | 0.018054 | 0.66165 | 0.019491 | 0.42451 | 0.00091891 | 0 | 0 | 0 | 0 | 0.037663 | 0.0015552 | 0.059625 | 0.00033199 | 0 | 0 | 4.1845 | 0.25306 | 0.02458 | 0.01774 | 0.015268 | 0.00031311 | 0.015597 | 0.0012232 | 0.015265 | 0.00033199 | 0.015268 | 0.00026846 | 0.014874 | 6.3524e-05 | 0.78603 | 1.6196
178 | 0.62049 | 15.5585 | 2194.6041 | 0 | 0 | 0.8044 | 0.016329 | 0.66784 | 0.016491 | 0.47441 | 0.00091891 | 0 | 0 | 0 | 0 | 0.037622 | 0.0013945 | 0.057843 | 0.00029731 | 0 | 0 | 3.8416 | 0.22364 | 0.023783 | 0.016051 | 0.015268 | 0.00027798 | 0.015557 | 0.0010972 | 0.015265 | 0.00029731 | 0.01506 | 0.00024042 | 0.014874 | 5.6885e-05 | 0.67397 | 1.8532
179 | 0.58003 | 15.7104 | 2136.5456 | 0 | 0 | 0.85319 | 0.015884 | 0.68636 | 0.016491 | 0.50914 | 0.00091891 | 0 | 0 | 0 | 0 | 0.037623 | 0.0013335 | 0.057146 | 0.00028303 | 0 | 0 | 3.7668 | 0.21736 | 0.023576 | 0.015615 | 0.015268 | 0.00026894 | 0.015557 | 0.0010504 | 0.015265 | 0.00028303 | 0.01506 | 0.00022887 | 0.014874 | 5.4165e-05 | 0.79739 | 1.7324
180 | 0.69455 | 14.1709 | 1899.0988 | 0 | 0 | 0.78392 | 0.014277 | 0.63242 | 0.016491 | 0.41284 | 0.00091891 | 0 | 0 | 0 | 0 | 0.037624 | 0.001193 | 0.055677 | 0.00025295 | 0 | 0 | 3.4456 | 0.19093 | 0.022221 | 0.014041 | 0.01506 | 0.00023668 | 0.015559 | 0.00094008 | 0.015265 | 0.00025295 | 0.01506 | 0.00020455 | 0.014874 | 4.84e-05 | 0.5624 | 2.0744
181 | 0.53031 | 15.2932 | 2089.3186 | 0 | 0 | 0.76249 | 0.015475 | 0.6806 | 0.016491 | 0.50199 | 0.00091891 | 0 | 0 | 0 | 0 | 0.037623 | 0.0013107 | 0.056961 | 0.00027884 | 0 | 0 | 3.7058 | 0.21226 | 0.023385 | 0.015214 | 0.015268 | 0.00026071 | 0.015557 | 0.0010319 | 0.015265 | 0.00027884 | 0.01506 | 0.00022549 | 0.014874 | 5.3356e-05 | 0.54796 | 1.5839
182 | 0.45344 | 15.7351 | 2162.0123 | 0 | 0 | 0.83 | 0.016056 | 0.69138 | 0.016491 | 0.50421 | 0.00091891 | 0 | 0 | 0 | 0 | 0.037622 | 0.0013566 | 0.057401 | 0.00028823 | 0 | 0 | 3.8004 | 0.22017 | 0.023656 | 0.015783 | 0.015268 | 0.00027241 | 0.015557 | 0.0010684 | 0.015265 | 0.00028823 | 0.01506 | 0.00023307 | 0.014874 | 5.5155e-05 | 0.64559 | 1.3543
183 | 0.58996 | 15.1655 | 2254.3537 | 0 | 0 | 0.75395 | 0.016792 | 0.64333 | 0.016491 | 0.38515 | 0.00091891 | 0 | 0 | 0 | 0 | 0.037663 | 0.0014459 | 0.058578 | 0.0003085 | 0 | 0 | 3.9183 | 0.23014 | 0.023998 | 0.016505 | 0.015268 | 0.00028736 | 0.015598 | 0.0011374 | 0.015265 | 0.0003085 | 0.015268 | 0.00024948 | 0.014873 | 5.9019e-05 | 0.74177 | 1.762
184 | 0.59068 | 16.1799 | 2336.6221 | 0 | 0 | 0.89837 | 0.017079 | 0.63618 | 0.019491 | 0.51076 | 0.00091891 | 0 | 0 | 0 | 0 | 0.037663 | 0.0014535 | 0.058612 | 0.00030965 | 0 | 0 | 3.998 | 0.23693 | 0.024131 | 0.016786 | 0.015268 | 0.00029323 | 0.015598 | 0.0011439 | 0.015265 | 0.00030965 | 0.015268 | 0.0002504 | 0.014874 | 5.9248e-05 | 0.94502 | 1.7642
185 | 0.59539 | 15.0713 | 2062.0908 | 0 | 0 | 0.76694 | 0.015365 | 0.64238 | 0.016491 | 0.50523 | 0.00091891 | 0 | 0 | 0 | 0 | 0.037623 | 0.0013028 | 0.056887 | 0.00027724 | 0 | 0 | 3.6672 | 0.20907 | 0.023333 | 0.015106 | 0.015268 | 0.0002585 | 0.015558 | 0.0010255 | 0.015265 | 0.00027724 | 0.01506 | 0.0002242 | 0.014874 | 5.3045e-05 | 0.74495 | 1.7782
186 | 0.44738 | 15.6377 | 2290.6914 | 0 | 0 | 0.88751 | 0.016941 | 0.61495 | 0.016491 | 0.42047 | 0.00091891 | 0 | 0 | 0 | 0 | 0.037664 | 0.0014333 | 0.058182 | 0.00030502 | 0 | 0 | 3.9691 | 0.23446 | 0.024067 | 0.01665 | 0.015268 | 0.00029041 | 0.015598 | 0.0011282 | 0.015265 | 0.00030502 | 0.01506 | 0.00024665 | 0.014874 | 5.8371e-05 | 0.84301 | 1.3362
187 | 0.58921 | 13.3569 | 1824.4456 | 0 | 0 | 0.68467 | 0.013743 | 0.5827 | 0.016491 | 0.38095 | 0.00091891 | 0 | 0 | 0 | 0 | 0.037416 | 0.0011426 | 0.055131 | 0.0002423 | 0 | 0 | 3.343 | 0.18269 | 0.021968 | 0.013517 | 0.01506 | 0.00022603 | 0.015559 | 0.00090033 | 0.015057 | 0.0002423 | 0.01506 | 0.00019594 | 0.014874 | 4.636e-05 | 0.61245 | 1.7598
188 | 0.64092 | 14.3456 | 2022.9489 | 0 | 0 | 0.73178 | 0.014998 | 0.59343 | 0.016491 | 0.42402 | 0.00091891 | 0 | 0 | 0 | 0 | 0.037623 | 0.0012723 | 0.05657 | 0.00027066 | 0 | 0 | 3.6172 | 0.20493 | 0.02256 | 0.014747 | 0.015268 | 0.00025112 | 0.015558 | 0.0010016 | 0.015265 | 0.00027066 | 0.01506 | 0.00021888 | 0.014873 | 5.178e-05 | 0.48999 | 1.9142
189 | 0.46725 | 15.9786 | 2231.9217 | 0 | 0 | 0.91941 | 0.016529 | 0.68597 | 0.016491 | 0.46115 | 0.00091891 | 0 | 0 | 0 | 0 | 0.037622 | 0.0014046 | 0.057893 | 0.00029859 | 0 | 0 | 3.8923 | 0.22793 | 0.023876 | 0.016248 | 0.015268 | 0.00028199 | 0.015557 | 0.001106 | 0.015265 | 0.00029859 | 0.01506 | 0.00024146 | 0.014874 | 5.7136e-05 | 0.66612 | 1.3955
190 | 0.43634 | 16.4561 | 2341.1858 | 0 | 0 | 0.83607 | 0.017043 | 0.72568 | 0.019491 | 0.52344 | 0.00091891 | 0 | 0 | 0 | 0 | 0.037663 | 0.0014534 | 0.058595 | 0.00030936 | 0 | 0 | 4.0055 | 0.23758 | 0.024114 | 0.01675 | 0.015268 | 0.00029242 | 0.015598 | 0.0011441 | 0.015265 | 0.00030936 | 0.015268 | 0.00025016 | 0.014874 | 5.9208e-05 | 0.88187 | 1.3032
191 | 0.64891 | 15.8088 | 2360.7836 | 0 | 0 | 0.85477 | 0.01738 | 0.63452 | 0.019491 | 0.42969 | 0.00091891 | 0 | 0 | 0 | 0 | 0.037663 | 0.0014926 | 0.059029 | 0.00031852 | 0 | 0 | 4.0254 | 0.23929 | 0.02427 | 0.01708 | 0.015268 | 0.00029935 | 0.015598 | 0.0011741 | 0.015265 | 0.00031852 | 0.015268 | 0.00025759 | 0.014874 | 6.0936e-05 | 0.82485 | 1.9381
192 | 0.57473 | 15.3898 | 2146.1019 | 0 | 0 | 0.7365 | 0.015876 | 0.66203 | 0.016491 | 0.51548 | 0.00091891 | 0 | 0 | 0 | 0 | 0.037622 | 0.0013457 | 0.057315 | 0.00028626 | 0 | 0 | 3.781 | 0.21855 | 0.023572 | 0.015607 | 0.015268 | 0.00026879 | 0.015557 | 0.0010595 | 0.015265 | 0.00028626 | 0.01506 | 0.00023149 | 0.014874 | 5.4771e-05 | 0.58103 | 1.7166
193 | 0.44966 | 16.5443 | 2291.987 | 0 | 0 | 0.94834 | 0.016938 | 0.71854 | 0.016491 | 0.50535 | 0.00091891 | 0 | 0 | 0 | 0 | 0.037664 | 0.0014286 | 0.058126 | 0.00030387 | 0 | 0 | 3.9712 | 0.23464 | 0.024066 | 0.016648 | 0.015268 | 0.00029036 | 0.015598 | 0.0011247 | 0.015265 | 0.00030387 | 0.01506 | 0.00024572 | 0.014874 | 5.8149e-05 | 0.7197 | 1.343
194 | 0.61889 | 15.3299 | 2149.3593 | 0 | 0 | 0.85447 | 0.015966 | 0.68694 | 0.016491 | 0.40276 | 0.00091891 | 0 | 0 | 0 | 0 | 0.037622 | 0.0013628 | 0.057516 | 0.00029027 | 0 | 0 | 3.7833 | 0.21874 | 0.023614 | 0.015696 | 0.015268 | 0.00027061 | 0.015557 | 0.0010725 | 0.015265 | 0.00029027 | 0.01506 | 0.00023474 | 0.014873 | 5.5535e-05 | 0.56458 | 1.8484
195 | 0.49941 | 16.9089 | 2538.0606 | 0 | 0 | 0.8926 | 0.0186 | 0.69098 | 0.019491 | 0.48979 | 0.00091891 | 0 | 0 | 0 | 0 | 0.037662 | 0.0015996 | 0.060019 | 0.00034113 | 0 | 0 | 4.2521 | 0.25897 | 0.02483 | 0.018276 | 0.015268 | 0.0003243 | 0.015597 | 0.0012584 | 0.015265 | 0.00034113 | 0.015268 | 0.00027585 | 0.014874 | 6.5279e-05 | 0.89803 | 1.4916
196 | 0.64259 | 16.0321 | 2431.6079 | 0 | 0 | 0.74383 | 0.017713 | 0.63651 | 0.019491 | 0.49395 | 0.00091891 | 0 | 0 | 0 | 0 | 0.037663 | 0.0015386 | 0.059517 | 0.00032919 | 0 | 0 | 4.12 | 0.24745 | 0.024423 | 0.017407 | 0.015268 | 0.00030616 | 0.015597 | 0.0012094 | 0.015265 | 0.00032919 | 0.015268 | 0.00026621 | 0.014873 | 6.2976e-05 | 0.56953 | 1.9192
197 | 0.52926 | 14.3899 | 1969.7441 | 0 | 0 | 0.81223 | 0.014746 | 0.62053 | 0.016491 | 0.404 | 0.00091891 | 0 | 0 | 0 | 0 | 0.037624 | 0.0012196 | 0.055905 | 0.0002579 | 0 | 0 | 3.543 | 0.19885 | 0.022441 | 0.0145 | 0.01506 | 0.00024604 | 0.015558 | 0.00096168 | 0.015265 | 0.0002579 | 0.01506 | 0.00020854 | 0.014874 | 4.9358e-05 | 0.73474 | 1.5807
198 | 0.44342 | 18.4326 | 2654.8645 | 0 | 0 | 0.93521 | 0.019238 | 0.69375 | 0.019491 | 0.75168 | 0.00091891 | 0 | 0 | 0 | 0 | 0.037662 | 0.0016548 | 0.060528 | 0.00035305 | 0 | 0 | 4.4032 | 0.27231 | 0.025756 | 0.0189 | 0.015268 | 0.00033742 | 0.015597 | 0.0013018 | 0.015265 | 0.00035305 | 0.015268 | 0.00028548 | 0.014874 | 6.7562e-05 | 1.1183 | 1.3244
199 | 0.57016 | 14.5773 | 1956.7921 | 0 | 0 | 0.81242 | 0.014652 | 0.68769 | 0.016491 | 0.39426 | 0.00091891 | 0 | 0 | 0 | 0 | 0.037624 | 0.0012313 | 0.056109 | 0.00026157 | 0 | 0 | 3.5249 | 0.19737 | 0.022397 | 0.014408 | 0.01506 | 0.00024418 | 0.015558 | 0.0009697 | 0.015265 | 0.00026157 | 0.01506 | 0.00021151 | 0.014874 | 5.0061e-05 | 0.69858 | 1.7029
200 | 0.61117 | 16.3026 | 2346.8674 | 0 | 0 | 0.82283 | 0.017147 | 0.66011 | 0.019491 | 0.55537 | 0.00091891 | 0 | 0 | 0 | 0 | 0.037663 | 0.0014626 | 0.058704 | 0.00031159 | 0 | 0 | 4.0112 | 0.23807 | 0.024162 | 0.016852 | 0.015268 | 0.00029459 | 0.015598 | 0.001151 | 0.015265 | 0.00031159 | 0.015268 | 0.00025197 | 0.014874 | 5.9617e-05 | 0.71285 | 1.8254
201 | 0.57999 | 15.2494 | 2034.5526 | 0 | 0 | 0.71156 | 0.015185 | 0.673 | 0.016491 | 0.57494 | 0.00091891 | 0 | 0 | 0 | 0 | 0.037623 | 0.0012833 | 0.056668 | 0.00027276 | 0 | 0 | 3.6301 | 0.206 | 0.023249 | 0.01493 | 0.015268 | 0.00025487 | 0.015558 | 0.0010105 | 0.015265 | 0.00027276 | 0.01506 | 0.00022058 | 0.014874 | 5.2187e-05 | 0.65531 | 1.7323
202 | 0.52409 | 15.8894 | 2128.9085 | 0 | 0 | 0.92807 | 0.015831 | 0.6839 | 0.016491 | 0.51717 | 0.00091891 | 0 | 0 | 0 | 0 | 0.037623 | 0.0013276 | 0.057094 | 0.00028195 | 0 | 0 | 3.7567 | 0.21651 | 0.023552 | 0.015564 | 0.015268 | 0.00026792 | 0.015557 | 0.0010456 | 0.015265 | 0.00028195 | 0.01506 | 0.00022799 | 0.014874 | 5.3959e-05 | 0.63595 | 1.5653
203 | 0.61853 | 14.5342 | 2009.9072 | 0 | 0 | 0.81966 | 0.015017 | 0.62616 | 0.016491 | 0.39744 | 0.00091891 | 0 | 0 | 0 | 0 | 0.037623 | 0.0012616 | 0.056426 | 0.00026799 | 0 | 0 | 3.597 | 0.20327 | 0.022569 | 0.014766 | 0.015268 | 0.00025152 | 0.015558 | 0.00099361 | 0.015265 | 0.00026799 | 0.01506 | 0.00021671 | 0.014874 | 5.1282e-05 | 0.54885 | 1.8474
204 | 0.56255 | 16.0066 | 2253.2937 | 0 | 0 | 0.85333 | 0.016674 | 0.6341 | 0.016491 | 0.5434 | 0.00091891 | 0 | 0 | 0 | 0 | 0.037622 | 0.0014203 | 0.05807 | 0.00030234 | 0 | 0 | 3.9203 | 0.2303 | 0.023943 | 0.016389 | 0.015268 | 0.00028494 | 0.015556 | 0.0011179 | 0.015265 | 0.00030234 | 0.01506 | 0.00024449 | 0.014874 | 5.7852e-05 | 0.77817 | 1.6802
205 | 0.41502 | 15.7466 | 2212.2753 | 0 | 0 | 0.91442 | 0.016322 | 0.70669 | 0.016491 | 0.39961 | 0.00091891 | 0 | 0 | 0 | 0 | 0.037622 | 0.0013722 | 0.057547 | 0.00029152 | 0 | 0 | 3.8689 | 0.22595 | 0.02378 | 0.016044 | 0.015268 | 0.00027783 | 0.015557 | 0.0010807 | 0.015265 | 0.00029152 | 0.01506 | 0.00023573 | 0.014874 | 5.579e-05 | 0.98739 | 1.2396
206 | 0.7145 | 14.8658 | 1912.0065 | 0 | 0 | 0.81011 | 0.014238 | 0.62298 | 0.016491 | 0.56746 | 0.00091891 | 0 | 0 | 0 | 0 | 0.037624 | 0.0011957 | 0.05573 | 0.0002539 | 0 | 0 | 3.4666 | 0.19263 | 0.022202 | 0.014002 | 0.01506 | 0.0002359 | 0.015559 | 0.00094177 | 0.015265 | 0.0002539 | 0.01506 | 0.00020532 | 0.014873 | 4.8579e-05 | 0.52089 | 2.134
207 | 0.5285 | 15.0364 | 2038.8511 | 0 | 0 | 0.80097 | 0.015129 | 0.68702 | 0.016491 | 0.44846 | 0.00091891 | 0 | 0 | 0 | 0 | 0.037623 | 0.0012673 | 0.056456 | 0.00026871 | 0 | 0 | 3.6385 | 0.20669 | 0.022621 | 0.014875 | 0.015268 | 0.00025373 | 0.015558 | 0.00099855 | 0.015265 | 0.00026871 | 0.01506 | 0.00021729 | 0.014874 | 5.1418e-05 | 0.75501 | 1.5785
208 | 0.46314 | 15.7485 | 2153.2547 | 0 | 0 | 0.91596 | 0.015997 | 0.64342 | 0.016491 | 0.51025 | 0.00091891 | 0 | 0 | 0 | 0 | 0.037623 | 0.0013416 | 0.057238 | 0.00028502 | 0 | 0 | 3.789 | 0.21922 | 0.023629 | 0.015725 | 0.015268 | 0.00027127 | 0.015557 | 0.0010566 | 0.015265 | 0.00028502 | 0.01506 | 0.00023047 | 0.014874 | 5.4549e-05 | 0.69439 | 1.3833
209 | 0.54833 | 15.2007 | 2080.7954 | 0 | 0 | 0.88006 | 0.015503 | 0.66053 | 0.016491 | 0.43596 | 0.00091891 | 0 | 0 | 0 | 0 | 0.037623 | 0.0013035 | 0.056847 | 0.00027665 | 0 | 0 | 3.6924 | 0.21115 | 0.023398 | 0.015242 | 0.015268 | 0.00026127 | 0.015557 | 0.0010269 | 0.015265 | 0.00027665 | 0.01506 | 0.00022371 | 0.014874 | 5.2933e-05 | 0.77943 | 1.6377
210 | 0.53366 | 15.0854 | 2076.579 | 0 | 0 | 0.81609 | 0.01533 | 0.65623 | 0.016491 | 0.45097 | 0.00091891 | 0 | 0 | 0 | 0 | 0.037623 | 0.0012808 | 0.056604 | 0.00027184 | 0 | 0 | 3.6908 | 0.21102 | 0.023317 | 0.015072 | 0.015268 | 0.00025781 | 0.015558 | 0.001009 | 0.015265 | 0.00027184 | 0.01506 | 0.00021982 | 0.014874 | 5.2024e-05 | 0.89428 | 1.5939
211 | 0.5116 | 15.3535 | 2188.773 | 0 | 0 | 0.84198 | 0.016282 | 0.63906 | 0.016491 | 0.43328 | 0.00091891 | 0 | 0 | 0 | 0 | 0.037622 | 0.0013645 | 0.057464 | 0.00028981 | 0 | 0 | 3.8349 | 0.22308 | 0.023761 | 0.016005 | 0.015268 | 0.00027705 | 0.015557 | 0.0010747 | 0.015265 | 0.00028981 | 0.01506 | 0.00023435 | 0.014874 | 5.5463e-05 | 0.79052 | 1.528
212 | 0.66223 | 13.9438 | 1787.3956 | 0 | 0 | 0.73063 | 0.01344 | 0.65534 | 0.016491 | 0.45724 | 0.00091891 | 0 | 0 | 0 | 0 | 0.037416 | 0.0011094 | 0.05476 | 0.00023527 | 0 | 0 | 3.2928 | 0.1787 | 0.021825 | 0.01322 | 0.01506 | 0.00022004 | 0.015559 | 0.00087414 | 0.015057 | 0.00023527 | 0.01506 | 0.00019025 | 0.014874 | 4.5018e-05 | 0.63671 | 1.9779
213 | 0.52482 | 16.8763 | 2573.7944 | 0 | 0 | 0.89007 | 0.018719 | 0.70227 | 0.019491 | 0.44282 | 0.00091891 | 0 | 0 | 0 | 0 | 0.037662 | 0.0016063 | 0.060089 | 0.00034284 | 0 | 0 | 4.3006 | 0.26323 | 0.024884 | 0.018392 | 0.015268 | 0.00032679 | 0.015597 | 0.0012634 | 0.015265 | 0.00034284 | 0.015268 | 0.00027723 | 0.014874 | 6.5608e-05 | 0.81871 | 1.5675
214 | 0.50762 | 14.0749 | 1933.5788 | 0 | 0 | 0.70153 | 0.014479 | 0.66819 | 0.016491 | 0.37416 | 0.00091891 | 0 | 0 | 0 | 0 | 0.037624 | 0.0012157 | 0.055926 | 0.00025784 | 0 | 0 | 3.4936 | 0.19482 | 0.022316 | 0.014238 | 0.01506 | 0.00024069 | 0.015558 | 0.00095782 | 0.015265 | 0.00025784 | 0.01506 | 0.00020851 | 0.014874 | 4.9334e-05 | 0.57763 | 1.5161
215 | 0.47896 | 17.3077 | 2574.027 | 0 | 0 | 0.93753 | 0.018676 | 0.67936 | 0.019491 | 0.54385 | 0.00091891 | 0 | 0 | 0 | 0 | 0.037662 | 0.0015961 | 0.059987 | 0.00034063 | 0 | 0 | 4.3022 | 0.26337 | 0.024865 | 0.01835 | 0.015268 | 0.00032594 | 0.015597 | 0.0012555 | 0.015265 | 0.00034063 | 0.015268 | 0.00027545 | 0.014874 | 6.5189e-05 | 1.1027 | 1.4305
216 | 0.54529 | 15.5329 | 2261.7345 | 0 | 0 | 0.77697 | 0.016732 | 0.65005 | 0.016491 | 0.44866 | 0.00091891 | 0 | 0 | 0 | 0 | 0.037664 | 0.0014213 | 0.058066 | 0.00030234 | 0 | 0 | 3.9314 | 0.23125 | 0.02397 | 0.016446 | 0.015268 | 0.00028612 | 0.015598 | 0.001119 | 0.015265 | 0.00030234 | 0.01506 | 0.00024449 | 0.014874 | 5.7855e-05 | 0.64432 | 1.6286
217 | 0.53709 | 14.4407 | 2027.1189 | 0 | 0 | 0.75722 | 0.015004 | 0.60185 | 0.016491 | 0.42001 | 0.00091891 | 0 | 0 | 0 | 0 | 0.037623 | 0.0012619 | 0.056417 | 0.0002678 | 0 | 0 | 3.6237 | 0.20547 | 0.022563 | 0.014753 | 0.015268 | 0.00025121 | 0.015558 | 0.00099406 | 0.015265 | 0.0002678 | 0.01506 | 0.00021656 | 0.014874 | 5.1244e-05 | 0.70865 | 1.6041
218 | 0.63618 | 13.7323 | 1855.5732 | 0 | 0 | 0.70627 | 0.013957 | 0.60486 | 0.016491 | 0.41363 | 0.00091891 | 0 | 0 | 0 | 0 | 0.037416 | 0.0011619 | 0.055342 | 0.00024644 | 0 | 0 | 3.3862 | 0.18615 | 0.022069 | 0.013727 | 0.01506 | 0.00023031 | 0.015559 | 0.00091543 | 0.015057 | 0.00024644 | 0.01506 | 0.00019928 | 0.014874 | 4.7157e-05 | 0.55252 | 1.9001
219 | 0.50471 | 16.1265 | 2407.4597 | 0 | 0 | 0.92981 | 0.017546 | 0.63684 | 0.019491 | 0.42268 | 0.00091891 | 0 | 0 | 0 | 0 | 0.037663 | 0.0014905 | 0.058946 | 0.00031723 | 0 | 0 | 4.09 | 0.24485 | 0.024346 | 0.017243 | 0.015268 | 0.00030272 | 0.015598 | 0.0011733 | 0.015265 | 0.00031723 | 0.015268 | 0.00025652 | 0.014874 | 6.0708e-05 | 0.8228 | 1.5074
220 | 0.60281 | 14.3896 | 1989.3196 | 0 | 0 | 0.71551 | 0.014874 | 0.64809 | 0.016491 | 0.41924 | 0.00091891 | 0 | 0 | 0 | 0 | 0.037623 | 0.0012597 | 0.056417 | 0.00026759 | 0 | 0 | 3.5689 | 0.20096 | 0.022502 | 0.014626 | 0.015268 | 0.0002486 | 0.015558 | 0.00099214 | 0.015265 | 0.00026759 | 0.01506 | 0.00021639 | 0.014873 | 5.1197e-05 | 0.47865 | 1.8004
221 | 0.62102 | 14.7065 | 2099.5106 | 0 | 0 | 0.77132 | 0.015628 | 0.60127 | 0.016491 | 0.42261 | 0.00091891 | 0 | 0 | 0 | 0 | 0.037623 | 0.0013284 | 0.057138 | 0.00028244 | 0 | 0 | 3.717 | 0.2132 | 0.023456 | 0.015364 | 0.015268 | 0.00026375 | 0.015557 | 0.001046 | 0.015265 | 0.00028244 | 0.01506 | 0.0002284 | 0.014874 | 5.4038e-05 | 0.667 | 1.8548
222 | 0.49992 | 14.8501 | 2005.3263 | 0 | 0 | 0.88142 | 0.014989 | 0.63553 | 0.016491 | 0.43315 | 0.00091891 | 0 | 0 | 0 | 0 | 0.037623 | 0.0012484 | 0.056241 | 0.00026448 | 0 | 0 | 3.5911 | 0.20278 | 0.022555 | 0.014738 | 0.015268 | 0.00025091 | 0.015558 | 0.00098395 | 0.015265 | 0.00026448 | 0.01506 | 0.00021387 | 0.014874 | 5.0613e-05 | 0.65387 | 1.4931
223 | 0.51576 | 15.8743 | 2322.4978 | 0 | 0 | 0.89017 | 0.01699 | 0.66582 | 0.019491 | 0.42084 | 0.00091891 | 0 | 0 | 0 | 0 | 0.037664 | 0.0014405 | 0.058245 | 0.00030639 | 0 | 0 | 3.9796 | 0.23536 | 0.024089 | 0.016698 | 0.015268 | 0.00029137 | 0.015598 | 0.0011342 | 0.015265 | 0.00030639 | 0.01506 | 0.00024775 | 0.014874 | 5.8636e-05 | 0.78235 | 1.5404
224 | 0.47139 | 14.5856 | 1950.48 | 0 | 0 | 0.68105 | 0.014609 | 0.63238 | 0.016491 | 0.53639 | 0.00091891 | 0 | 0 | 0 | 0 | 0.037624 | 0.0012285 | 0.056083 | 0.00026095 | 0 | 0 | 3.5163 | 0.19667 | 0.022377 | 0.014366 | 0.01506 | 0.00024333 | 0.015558 | 0.00096751 | 0.015265 | 0.00026095 | 0.01506 | 0.00021102 | 0.014874 | 4.9928e-05 | 0.54262 | 1.4079
225 | 0.59648 | 13.7366 | 1774.3657 | 0 | 0 | 0.69148 | 0.013264 | 0.64861 | 0.016491 | 0.44555 | 0.00091891 | 0 | 0 | 0 | 0 | 0.037416 | 0.0010994 | 0.054653 | 0.00023312 | 0 | 0 | 3.2768 | 0.17743 | 0.021741 | 0.013047 | 0.01506 | 0.00021651 | 0.015559 | 0.00086631 | 0.015057 | 0.00023312 | 0.01506 | 0.00018852 | 0.014873 | 4.4601e-05 | 0.59509 | 1.7815
226 | 0.60436 | 14.0485 | 1969.2831 | 0 | 0 | 0.76237 | 0.014731 | 0.58504 | 0.016491 | 0.38486 | 0.00091891 | 0 | 0 | 0 | 0 | 0.037623 | 0.0012436 | 0.056239 | 0.000264 | 0 | 0 | 3.5419 | 0.19876 | 0.022434 | 0.014485 | 0.01506 | 0.00024573 | 0.015558 | 0.00097964 | 0.015265 | 0.000264 | 0.01506 | 0.00021349 | 0.014873 | 5.0505e-05 | 0.45995 | 1.805
227 | 0.46139 | 16.1106 | 2160.573 | 0 | 0 | 0.95886 | 0.016048 | 0.69044 | 0.016491 | 0.52194 | 0.00091891 | 0 | 0 | 0 | 0 | 0.037623 | 0.0013428 | 0.057229 | 0.00028486 | 0 | 0 | 3.7988 | 0.22004 | 0.023652 | 0.015776 | 0.015268 | 0.00027227 | 0.015557 | 0.0010579 | 0.015265 | 0.00028486 | 0.01506 | 0.00023035 | 0.014874 | 5.4512e-05 | 0.81288 | 1.378
228 | 0.62718 | 14.7636 | 1986.7191 | 0 | 0 | 0.738 | 0.014857 | 0.68247 | 0.016491 | 0.46689 | 0.00091891 | 0 | 0 | 0 | 0 | 0.037623 | 0.0012575 | 0.056404 | 0.0002673 | 0 | 0 | 3.5654 | 0.20067 | 0.022494 | 0.014609 | 0.01506 | 0.00024827 | 0.015558 | 0.00099022 | 0.015265 | 0.0002673 | 0.01506 | 0.00021616 | 0.014873 | 5.1138e-05 | 0.61536 | 1.8732
229 | 0.54913 | 15.8479 | 2162.7333 | 0 | 0 | 0.9376 | 0.016061 | 0.63781 | 0.016491 | 0.52022 | 0.00091891 | 0 | 0 | 0 | 0 | 0.037622 | 0.0013548 | 0.057372 | 0.00028766 | 0 | 0 | 3.8014 | 0.22026 | 0.023658 | 0.015788 | 0.015268 | 0.0002725 | 0.015557 | 0.0010671 | 0.015265 | 0.00028766 | 0.01506 | 0.00023261 | 0.014874 | 5.5049e-05 | 0.86069 | 1.6401
230 | 0.54504 | 15.0822 | 2120.1134 | 0 | 0 | 0.79329 | 0.015713 | 0.67422 | 0.016491 | 0.41275 | 0.00091891 | 0 | 0 | 0 | 0 | 0.037623 | 0.0013259 | 0.057085 | 0.00028157 | 0 | 0 | 3.7463 | 0.21564 | 0.023496 | 0.015448 | 0.015268 | 0.00026549 | 0.015557 | 0.0010443 | 0.015265 | 0.00028157 | 0.01506 | 0.00022769 | 0.014874 | 5.3881e-05 | 0.70793 | 1.6279
231 | 0.57809 | 15.5265 | 2154.2384 | 0 | 0 | 0.74398 | 0.015988 | 0.69931 | 0.016491 | 0.50232 | 0.00091891 | 0 | 0 | 0 | 0 | 0.037622 | 0.0013559 | 0.057404 | 0.00028814 | 0 | 0 | 3.7903 | 0.21933 | 0.023624 | 0.015717 | 0.015268 | 0.00027102 | 0.015557 | 0.0010677 | 0.015265 | 0.00028814 | 0.01506 | 0.00023301 | 0.014874 | 5.5134e-05 | 0.60819 | 1.7266
232 | 0.64336 | 14.745 | 2062.254 | 0 | 0 | 0.75725 | 0.015374 | 0.64018 | 0.016491 | 0.43173 | 0.00091891 | 0 | 0 | 0 | 0 | 0.037623 | 0.0013001 | 0.056848 | 0.00027632 | 0 | 0 | 3.6673 | 0.20907 | 0.023338 | 0.015115 | 0.015268 | 0.00025867 | 0.015558 | 0.0010238 | 0.015265 | 0.00027632 | 0.01506 | 0.00022348 | 0.014873 | 5.2847e-05 | 0.53436 | 1.9215
233 | 0.57726 | 14.9725 | 2050.5256 | 0 | 0 | 0.75533 | 0.015295 | 0.66951 | 0.016491 | 0.46984 | 0.00091891 | 0 | 0 | 0 | 0 | 0.037623 | 0.0012902 | 0.056721 | 0.00027394 | 0 | 0 | 3.6516 | 0.20778 | 0.023301 | 0.015038 | 0.015268 | 0.00025707 | 0.015558 | 0.0010163 | 0.015265 | 0.00027394 | 0.01506 | 0.00022152 | 0.014874 | 5.2415e-05 | 0.75785 | 1.7241
234 | 0.55717 | 14.2198 | 1886.9278 | 0 | 0 | 0.7262 | 0.014071 | 0.66402 | 0.016491 | 0.43638 | 0.00091891 | 0 | 0 | 0 | 0 | 0.037624 | 0.0011773 | 0.055509 | 0.0002496 | 0 | 0 | 3.4321 | 0.18984 | 0.022123 | 0.013838 | 0.01506 | 0.00023255 | 0.015559 | 0.00092765 | 0.015265 | 0.0002496 | 0.01506 | 0.00020185 | 0.014873 | 4.7755e-05 | 0.65631 | 1.6641
235 | 0.60441 | 15.0273 | 2130.5868 | 0 | 0 | 0.73903 | 0.015839 | 0.69336 | 0.016491 | 0.40559 | 0.00091891 | 0 | 0 | 0 | 0 | 0.037622 | 0.0013505 | 0.057392 | 0.00028768 | 0 | 0 | 3.7583 | 0.21665 | 0.023555 | 0.015571 | 0.015268 | 0.00026806 | 0.015557 | 0.0010628 | 0.015265 | 0.00028768 | 0.01506 | 0.00023264 | 0.014873 | 5.5038e-05 | 0.53281 | 1.8052
236 | 0.49364 | 14.6237 | 2047.6457 | 0 | 0 | 0.86302 | 0.015356 | 0.59302 | 0.016491 | 0.39757 | 0.00091891 | 0 | 0 | 0 | 0 | 0.037623 | 0.0012933 | 0.056762 | 0.00027482 | 0 | 0 | 3.6457 | 0.20728 | 0.023329 | 0.015098 | 0.015268 | 0.00025832 | 0.015558 | 0.0010185 | 0.015265 | 0.00027482 | 0.01506 | 0.00022224 | 0.014874 | 5.2587e-05 | 0.62352 | 1.4743
237 | 0.51797 | 16.212 | 2278.4016 | 0 | 0 | 0.99394 | 0.016755 | 0.6526 | 0.016491 | 0.46979 | 0.00091891 | 0 | 0 | 0 | 0 | 0.037622 | 0.0014119 | 0.057957 | 0.0003003 | 0 | 0 | 3.9558 | 0.23333 | 0.023981 | 0.016468 | 0.015268 | 0.00028663 | 0.015557 | 0.0011116 | 0.015265 | 0.0003003 | 0.01506 | 0.00024283 | 0.014874 | 5.7474e-05 | 1.0065 | 1.547
238 | 0.51868 | 14.6781 | 2007.1835 | 0 | 0 | 0.76276 | 0.014997 | 0.60991 | 0.016491 | 0.48634 | 0.00091891 | 0 | 0 | 0 | 0 | 0.037623 | 0.0012705 | 0.056528 | 0.00026985 | 0 | 0 | 3.5931 | 0.20295 | 0.022559 | 0.014746 | 0.015268 | 0.00025106 | 0.015558 | 0.0010006 | 0.015265 | 0.00026985 | 0.01506 | 0.00021822 | 0.014873 | 5.1628e-05 | 0.54975 | 1.5491
239 | 0.50097 | 14.2047 | 1875.811 | 0 | 0 | 0.75649 | 0.0141 | 0.66184 | 0.016491 | 0.42742 | 0.00091891 | 0 | 0 | 0 | 0 | 0.037416 | 0.0011659 | 0.055337 | 0.00024651 | 0 | 0 | 3.4143 | 0.18841 | 0.022137 | 0.013867 | 0.01506 | 0.00023312 | 0.015559 | 0.00091937 | 0.015057 | 0.00024651 | 0.01506 | 0.00019934 | 0.014874 | 4.7168e-05 | 0.58638 | 1.4962
240 | 0.53661 | 15.6946 | 2117.5092 | 0 | 0 | 0.83463 | 0.015713 | 0.66668 | 0.016491 | 0.55072 | 0.00091891 | 0 | 0 | 0 | 0 | 0.037623 | 0.0013224 | 0.057036 | 0.00028068 | 0 | 0 | 3.7424 | 0.21532 | 0.023496 | 0.015447 | 0.015268 | 0.00026548 | 0.015557 | 0.0010417 | 0.015265 | 0.00028068 | 0.01506 | 0.00022697 | 0.014874 | 5.3718e-05 | 0.6273 | 1.6027
241 | 0.44997 | 16.7782 | 2483.4957 | 0 | 0 | 0.96794 | 0.018066 | 0.68642 | 0.019491 | 0.45474 | 0.00091891 | 0 | 0 | 0 | 0 | 0.037663 | 0.0015468 | 0.059529 | 0.00033012 | 0 | 0 | 4.187 | 0.25328 | 0.024585 | 0.017753 | 0.015268 | 0.0003134 | 0.015597 | 0.0012166 | 0.015265 | 0.00033012 | 0.015268 | 0.00026694 | 0.014874 | 6.3181e-05 | 0.81867 | 1.3439
242 | 0.50912 | 17.7722 | 2708.5068 | 0 | 0 | 0.91082 | 0.019574 | 0.7123 | 0.019491 | 0.54246 | 0.00091891 | 0 | 0 | 0 | 0 | 0.037662 | 0.0016855 | 0.060843 | 0.00036038 | 0 | 0 | 4.4708 | 0.27833 | 0.025909 | 0.01923 | 0.015268 | 0.00034445 | 0.015596 | 0.0013251 | 0.015265 | 0.00036038 | 0.015268 | 0.00029142 | 0.014874 | 6.8964e-05 | 1.016 | 1.5206
243 | 0.51765 | 14.9456 | 2090.0082 | 0 | 0 | 0.79113 | 0.015669 | 0.63755 | 0.016491 | 0.44346 | 0.00091891 | 0 | 0 | 0 | 0 | 0.037623 | 0.0013286 | 0.057132 | 0.00028242 | 0 | 0 | 3.7016 | 0.21192 | 0.023476 | 0.015405 | 0.015268 | 0.0002646 | 0.015557 | 0.0010461 | 0.015265 | 0.00028242 | 0.01506 | 0.00022838 | 0.014874 | 5.4045e-05 | 0.58908 | 1.5461
244 | 0.54552 | 17.1749 | 2641.5699 | 0 | 0 | 0.88997 | 0.019127 | 0.70917 | 0.019491 | 0.45888 | 0.00091891 | 0 | 0 | 0 | 0 | 0.037662 | 0.001648 | 0.060488 | 0.00035201 | 0 | 0 | 4.387 | 0.27087 | 0.025706 | 0.018792 | 0.015268 | 0.00033517 | 0.015597 | 0.001296 | 0.015265 | 0.00035201 | 0.015268 | 0.00028465 | 0.014874 | 6.7362e-05 | 0.81934 | 1.6293
245 | 0.48483 | 14.9062 | 2162.858 | 0 | 0 | 0.78266 | 0.016099 | 0.62234 | 0.016491 | 0.39461 | 0.00091891 | 0 | 0 | 0 | 0 | 0.037622 | 0.0013535 | 0.05735 | 0.00028733 | 0 | 0 | 3.8007 | 0.2202 | 0.023676 | 0.015825 | 0.015268 | 0.00027328 | 0.015557 | 0.0010662 | 0.015265 | 0.00028733 | 0.01506 | 0.00023234 | 0.014874 | 5.499e-05 | 0.66189 | 1.448
246 | 0.43597 | 16.3198 | 2214.4199 | 0 | 0 | 0.91037 | 0.016413 | 0.66091 | 0.016491 | 0.5907 | 0.00091891 | 0 | 0 | 0 | 0 | 0.037622 | 0.0013799 | 0.05761 | 0.00029291 | 0 | 0 | 3.8697 | 0.22602 | 0.023822 | 0.016133 | 0.015268 | 0.00027964 | 0.015557 | 0.001087 | 0.015265 | 0.00029291 | 0.01506 | 0.00023685 | 0.014874 | 5.6059e-05 | 0.73309 | 1.3021
247 | 0.46038 | 16.8876 | 2463.5005 | 0 | 0 | 0.86139 | 0.017934 | 0.70579 | 0.019491 | 0.54254 | 0.00091891 | 0 | 0 | 0 | 0 | 0.037663 | 0.0015268 | 0.059297 | 0.00032502 | 0 | 0 | 4.1616 | 0.25107 | 0.024525 | 0.017624 | 0.015268 | 0.00031065 | 0.015597 | 0.0012018 | 0.015265 | 0.00032502 | 0.015268 | 0.00026282 | 0.014874 | 6.22e-05 | 0.91953 | 1.375
248 | 0.53003 | 14.3419 | 1922.9109 | 0 | 0 | 0.75359 | 0.01423 | 0.65228 | 0.016491 | 0.4309 | 0.00091891 | 0 | 0 | 0 | 0 | 0.037624 | 0.0011857 | 0.055573 | 0.00025102 | 0 | 0 | 3.4841 | 0.19405 | 0.022199 | 0.013995 | 0.01506 | 0.00023572 | 0.015559 | 0.00093473 | 0.015265 | 0.00025102 | 0.01506 | 0.00020299 | 0.014874 | 4.8035e-05 | 0.51474 | 1.583
249 | 0.47462 | 16.562 | 2411.4759 | 0 | 0 | 0.92224 | 0.017584 | 0.67494 | 0.019491 | 0.4951 | 0.00091891 | 0 | 0 | 0 | 0 | 0.037663 | 0.0014945 | 0.059 | 0.00031838 | 0 | 0 | 4.0949 | 0.24528 | 0.024364 | 0.017281 | 0.015268 | 0.00030353 | 0.015598 | 0.0011761 | 0.015265 | 0.00031838 | 0.015268 | 0.00025745 | 0.014874 | 6.0928e-05 | 0.80196 | 1.4175
250 | 0.64929 | 15.4261 | 2203.7995 | 0 | 0 | 0.79956 | 0.016326 | 0.66236 | 0.016491 | 0.44139 | 0.00091891 | 0 | 0 | 0 | 0 | 0.037622 | 0.0013953 | 0.05784 | 0.0002972 | 0 | 0 | 3.8554 | 0.22481 | 0.023782 | 0.016048 | 0.015268 | 0.00027789 | 0.015557 | 0.0010981 | 0.015265 | 0.0002972 | 0.01506 | 0.00024034 | 0.014874 | 5.6862e-05 | 0.714 | 1.9392
251 | 0.60938 | 15.3501 | 2131.9365 | 0 | 0 | 0.86545 | 0.015842 | 0.65192 | 0.016491 | 0.44988 | 0.00091891 | 0 | 0 | 0 | 0 | 0.037622 | 0.0013484 | 0.05734 | 0.00028669 | 0 | 0 | 3.7604 | 0.21682 | 0.023557 | 0.015574 | 0.015268 | 0.00026808 | 0.015557 | 0.0010617 | 0.015265 | 0.00028669 | 0.01506 | 0.00023184 | 0.014874 | 5.4855e-05 | 0.6082 | 1.82
252 | 0.50471 | 16.1712 | 2425.6678 | 0 | 0 | 0.87365 | 0.01768 | 0.64152 | 0.019491 | 0.44929 | 0.00091891 | 0 | 0 | 0 | 0 | 0.037663 | 0.0015041 | 0.059071 | 0.00031999 | 0 | 0 | 4.1131 | 0.24685 | 0.024408 | 0.017374 | 0.015268 | 0.00030542 | 0.015598 | 0.0011841 | 0.015265 | 0.00031999 | 0.015268 | 0.00025875 | 0.014874 | 6.1237e-05 | 0.91502 | 1.5074
253 | 0.56662 | 16.6989 | 2499.3932 | 0 | 0 | 0.84802 | 0.018172 | 0.7349 | 0.019491 | 0.44719 | 0.00091891 | 0 | 0 | 0 | 0 | 0.037662 | 0.0015724 | 0.059819 | 0.00033619 | 0 | 0 | 4.2069 | 0.25501 | 0.024634 | 0.017856 | 0.015268 | 0.00031555 | 0.015597 | 0.0012362 | 0.015265 | 0.00033619 | 0.015268 | 0.00027187 | 0.014874 | 6.4319e-05 | 0.81153 | 1.6923
254 | 0.63666 | 13.3006 | 1728.8145 | 0 | 0 | 0.67911 | 0.01286 | 0.62337 | 0.016491 | 0.4062 | 0.00091891 | 0 | 0 | 0 | 0 | 0.037416 | 0.0010582 | 0.054005 | 0.00022428 | 0 | 0 | 3.2154 | 0.17259 | 0.021549 | 0.012652 | 0.01506 | 0.00020853 | 0.015559 | 0.00083389 | 0.015057 | 0.00022428 | 0.014888 | 0.00018136 | 0.014873 | 4.2911e-05 | 0.47615 | 1.9015
255 | 0.61102 | 13.768 | 1843.9342 | 0 | 0 | 0.69435 | 0.013878 | 0.62445 | 0.016491 | 0.41986 | 0.00091891 | 0 | 0 | 0 | 0 | 0.037416 | 0.0011506 | 0.055193 | 0.00024365 | 0 | 0 | 3.3702 | 0.18487 | 0.022032 | 0.013649 | 0.01506 | 0.00022871 | 0.015559 | 0.00090694 | 0.015057 | 0.00024365 | 0.01506 | 0.00019702 | 0.014874 | 4.6627e-05 | 0.60347 | 1.8249
256 | 0.61485 | 15.2013 | 2222.3675 | 0 | 0 | 0.73373 | 0.016462 | 0.60607 | 0.016491 | 0.46691 | 0.00091891 | 0 | 0 | 0 | 0 | 0.037622 | 0.0014085 | 0.057976 | 0.00030015 | 0 | 0 | 3.8796 | 0.22685 | 0.023845 | 0.016182 | 0.015268 | 0.00028066 | 0.015557 | 0.0011084 | 0.015265 | 0.00030015 | 0.01506 | 0.00024272 | 0.014874 | 5.7429e-05 | 0.67184 | 1.8364
257 | 0.53802 | 15.1858 | 2187.2389 | 0 | 0 | 0.80583 | 0.016225 | 0.64705 | 0.016491 | 0.40597 | 0.00091891 | 0 | 0 | 0 | 0 | 0.037622 | 0.0013821 | 0.057701 | 0.00029431 | 0 | 0 | 3.8334 | 0.22295 | 0.023735 | 0.015949 | 0.015268 | 0.00027585 | 0.015557 | 0.0010878 | 0.015265 | 0.00029431 | 0.01506 | 0.000238 | 0.014874 | 5.6312e-05 | 0.66404 | 1.6069
258 | 0.61162 | 15.9375 | 2322.8018 | 0 | 0 | 0.75682 | 0.017101 | 0.72773 | 0.019491 | 0.45722 | 0.00091891 | 0 | 0 | 0 | 0 | 0.037663 | 0.0014765 | 0.058886 | 0.00031522 | 0 | 0 | 3.9764 | 0.23509 | 0.024141 | 0.016808 | 0.015268 | 0.00029364 | 0.015598 | 0.0011613 | 0.015265 | 0.00031522 | 0.015268 | 0.00025491 | 0.014873 | 6.0304e-05 | 0.68962 | 1.8267
259 | 0.66636 | 14.8942 | 2032.3507 | 0 | 0 | 0.72784 | 0.015168 | 0.64368 | 0.016491 | 0.50746 | 0.00091891 | 0 | 0 | 0 | 0 | 0.037623 | 0.0012892 | 0.056743 | 0.00027418 | 0 | 0 | 3.627 | 0.20574 | 0.022639 | 0.014913 | 0.015268 | 0.0002545 | 0.015558 | 0.001015 | 0.015265 | 0.00027418 | 0.01506 | 0.00022172 | 0.014873 | 5.2457e-05 | 0.52693 | 1.9902
260 | 0.51181 | 15.23 | 2121.8701 | 0 | 0 | 0.79615 | 0.015784 | 0.6363 | 0.016491 | 0.48535 | 0.00091891 | 0 | 0 | 0 | 0 | 0.037623 | 0.0013234 | 0.057028 | 0.00028063 | 0 | 0 | 3.7473 | 0.21573 | 0.023529 | 0.015517 | 0.015268 | 0.0002669 | 0.015557 | 0.0010428 | 0.015265 | 0.00028063 | 0.01506 | 0.00022692 | 0.014874 | 5.3708e-05 | 0.68423 | 1.5286
261 | 0.51143 | 16.7604 | 2466.6142 | 0 | 0 | 0.95366 | 0.017952 | 0.71419 | 0.019491 | 0.44419 | 0.00091891 | 0 | 0 | 0 | 0 | 0.037663 | 0.0015424 | 0.059492 | 0.00032908 | 0 | 0 | 4.1653 | 0.25138 | 0.024533 | 0.017641 | 0.015268 | 0.00031103 | 0.015597 | 0.0012133 | 0.015265 | 0.00032908 | 0.015268 | 0.00026611 | 0.014874 | 6.2973e-05 | 0.81181 | 1.5275
262 | 0.55806 | 15.2516 | 2173.6849 | 0 | 0 | 0.84047 | 0.016134 | 0.63802 | 0.016491 | 0.4212 | 0.00091891 | 0 | 0 | 0 | 0 | 0.037622 | 0.0013661 | 0.057502 | 0.00029032 | 0 | 0 | 3.8158 | 0.22146 | 0.023692 | 0.01586 | 0.015268 | 0.00027399 | 0.015557 | 0.0010758 | 0.015265 | 0.00029032 | 0.01506 | 0.00023476 | 0.014874 | 5.5557e-05 | 0.78485 | 1.6668
263 | 0.50301 | 16.8214 | 2389.7786 | 0 | 0 | 0.89602 | 0.017436 | 0.74836 | 0.019491 | 0.51913 | 0.00091891 | 0 | 0 | 0 | 0 | 0.037663 | 0.0014885 | 0.058959 | 0.00031728 | 0 | 0 | 4.0667 | 0.24285 | 0.024296 | 0.017136 | 0.015268 | 0.0003005 | 0.015598 | 0.0011712 | 0.015265 | 0.00031728 | 0.015268 | 0.00025657 | 0.014874 | 6.0714e-05 | 1.0035 | 1.5023
264 | 0.47949 | 15.0802 | 2103.2591 | 0 | 0 | 0.80416 | 0.015656 | 0.692 | 0.016491 | 0.40233 | 0.00091891 | 0 | 0 | 0 | 0 | 0.037623 | 0.0013158 | 0.056968 | 0.00027925 | 0 | 0 | 3.7224 | 0.21365 | 0.02347 | 0.015392 | 0.015268 | 0.00026434 | 0.015557 | 0.0010366 | 0.015265 | 0.00027925 | 0.01506 | 0.00022581 | 0.014874 | 5.344e-05 | 0.83506 | 1.4321
265 | 0.54411 | 14.8454 | 1968.5006 | 0 | 0 | 0.85262 | 0.014691 | 0.64669 | 0.016491 | 0.4675 | 0.00091891 | 0 | 0 | 0 | 0 | 0.037624 | 0.001226 | 0.056026 | 0.00026005 | 0 | 0 | 3.5422 | 0.19878 | 0.022416 | 0.014446 | 0.01506 | 0.00024497 | 0.015558 | 0.00096595 | 0.015265 | 0.00026005 | 0.01506 | 0.00021028 | 0.014874 | 4.9763e-05 | 0.70328 | 1.6251
266 | 0.59186 | 15.8682 | 2262.735 | 0 | 0 | 0.83214 | 0.016734 | 0.6982 | 0.016491 | 0.4502 | 0.00091891 | 0 | 0 | 0 | 0 | 0.037663 | 0.0014443 | 0.058562 | 0.00030811 | 0 | 0 | 3.9322 | 0.23132 | 0.023971 | 0.016448 | 0.015268 | 0.00028615 | 0.015598 | 0.0011362 | 0.015265 | 0.00030811 | 0.015268 | 0.00024916 | 0.014873 | 5.8944e-05 | 0.60111 | 1.7677
267 | 0.54607 | 15.5572 | 2138.2013 | 0 | 0 | 0.96837 | 0.015975 | 0.64613 | 0.016491 | 0.44132 | 0.00091891 | 0 | 0 | 0 | 0 | 0.037623 | 0.00134 | 0.057197 | 0.00028421 | 0 | 0 | 3.7669 | 0.21737 | 0.023618 | 0.015704 | 0.015268 | 0.00027077 | 0.015557 | 0.0010558 | 0.015265 | 0.00028421 | 0.01506 | 0.00022981 | 0.014874 | 5.4398e-05 | 0.73873 | 1.6309
268 | 0.58701 | 16.1219 | 2276.03 | 0 | 0 | 0.78294 | 0.016828 | 0.62909 | 0.016491 | 0.60215 | 0.00091891 | 0 | 0 | 0 | 0 | 0.037664 | 0.0014338 | 0.05819 | 0.000305 | 0 | 0 | 3.95 | 0.23283 | 0.024015 | 0.01654 | 0.015268 | 0.00028805 | 0.015598 | 0.0011288 | 0.015265 | 0.000305 | 0.01506 | 0.00024664 | 0.014874 | 5.8365e-05 | 0.86608 | 1.7532
269 | 0.52139 | 14.9517 | 1975.8278 | 0 | 0 | 0.84035 | 0.014786 | 0.64777 | 0.016491 | 0.49525 | 0.00091891 | 0 | 0 | 0 | 0 | 0.037624 | 0.0012308 | 0.056047 | 0.00026058 | 0 | 0 | 3.5511 | 0.19951 | 0.02246 | 0.014539 | 0.01506 | 0.00024683 | 0.015558 | 0.00097024 | 0.015265 | 0.00026058 | 0.01506 | 0.00021071 | 0.014874 | 4.987e-05 | 0.64651 | 1.5572
270 | 0.47139 | 16.9056 | 2535.7061 | 0 | 0 | 0.9658 | 0.018544 | 0.72594 | 0.019491 | 0.41077 | 0.00091891 | 0 | 0 | 0 | 0 | 0.037662 | 0.0015992 | 0.060028 | 0.00034127 | 0 | 0 | 4.25 | 0.25879 | 0.024804 | 0.01822 | 0.015268 | 0.00032313 | 0.015597 | 0.0012579 | 0.015265 | 0.00034127 | 0.015268 | 0.00027596 | 0.014874 | 6.5307e-05 | 0.98105 | 1.4079
271 | 0.66433 | 14.7064 | 2030.7401 | 0 | 0 | 0.68059 | 0.015157 | 0.64865 | 0.016491 | 0.48545 | 0.00091891 | 0 | 0 | 0 | 0 | 0.037623 | 0.0012887 | 0.056732 | 0.00027395 | 0 | 0 | 3.6248 | 0.20556 | 0.022635 | 0.014903 | 0.015268 | 0.00025428 | 0.015558 | 0.0010147 | 0.015265 | 0.00027395 | 0.01506 | 0.00022154 | 0.014873 | 5.2413e-05 | 0.50399 | 1.9842
272 | 0.52746 | 17.0105 | 2607.6721 | 0 | 0 | 0.92587 | 0.0189 | 0.65303 | 0.019491 | 0.47766 | 0.00091891 | 0 | 0 | 0 | 0 | 0.037662 | 0.0016251 | 0.060261 | 0.0003468 | 0 | 0 | 4.3444 | 0.2671 | 0.024967 | 0.01857 | 0.015268 | 0.00033048 | 0.015597 | 0.0012783 | 0.015265 | 0.0003468 | 0.015268 | 0.00028043 | 0.014874 | 6.6368e-05 | 1.092 | 1.5754
273 | 0.64348 | 15.2576 | 2150.1385 | 0 | 0 | 0.79874 | 0.015972 | 0.6848 | 0.016491 | 0.41992 | 0.00091891 | 0 | 0 | 0 | 0 | 0.037622 | 0.0013631 | 0.057508 | 0.00029015 | 0 | 0 | 3.7843 | 0.21882 | 0.023617 | 0.015701 | 0.015268 | 0.00027071 | 0.015557 | 0.0010729 | 0.015265 | 0.00029015 | 0.01506 | 0.00023464 | 0.014873 | 5.5513e-05 | 0.63307 | 1.9219
274 | 0.67204 | 15.4266 | 2038.5247 | 0 | 0 | 0.71745 | 0.015213 | 0.68352 | 0.016491 | 0.60212 | 0.00091891 | 0 | 0 | 0 | 0 | 0.037623 | 0.0012893 | 0.056737 | 0.00027413 | 0 | 0 | 3.6353 | 0.20643 | 0.023262 | 0.014958 | 0.015268 | 0.00025543 | 0.015558 | 0.0010152 | 0.015265 | 0.00027413 | 0.01506 | 0.00022168 | 0.014873 | 5.2447e-05 | 0.63735 | 2.0072
275 | 0.56428 | 16.2606 | 2229.6276 | 0 | 0 | 0.78266 | 0.016512 | 0.71371 | 0.016491 | 0.58871 | 0.00091891 | 0 | 0 | 0 | 0 | 0.037622 | 0.0014126 | 0.05802 | 0.00030108 | 0 | 0 | 3.8891 | 0.22766 | 0.023868 | 0.01623 | 0.015268 | 0.00028168 | 0.015557 | 0.0011115 | 0.015265 | 0.00030108 | 0.01506 | 0.00024347 | 0.014874 | 5.7604e-05 | 0.761 | 1.6853
276 | 0.53504 | 14.9522 | 2164.2796 | 0 | 0 | 0.76506 | 0.016076 | 0.64662 | 0.016491 | 0.39102 | 0.00091891 | 0 | 0 | 0 | 0 | 0.037622 | 0.0013618 | 0.057471 | 0.00028961 | 0 | 0 | 3.8031 | 0.2204 | 0.023665 | 0.015803 | 0.015268 | 0.00027284 | 0.015557 | 0.0010722 | 0.015265 | 0.00028961 | 0.01506 | 0.00023419 | 0.014874 | 5.5416e-05 | 0.63505 | 1.598
277 | 0.56822 | 16.075 | 2337.8496 | 0 | 0 | 0.86316 | 0.017097 | 0.67415 | 0.019491 | 0.46729 | 0.00091891 | 0 | 0 | 0 | 0 | 0.037663 | 0.0014704 | 0.058822 | 0.00031396 | 0 | 0 | 3.9988 | 0.23701 | 0.024139 | 0.016804 | 0.015268 | 0.00029359 | 0.015598 | 0.0011564 | 0.015265 | 0.00031396 | 0.015268 | 0.00025389 | 0.014874 | 6.007e-05 | 0.81527 | 1.6971
278 | 0.61734 | 15.8332 | 2262.1655 | 0 | 0 | 0.80751 | 0.016647 | 0.72648 | 0.016491 | 0.42717 | 0.00091891 | 0 | 0 | 0 | 0 | 0.037664 | 0.0014325 | 0.058242 | 0.00030577 | 0 | 0 | 3.9337 | 0.23145 | 0.023931 | 0.016363 | 0.015268 | 0.00028442 | 0.015598 | 0.0011267 | 0.015265 | 0.00030577 | 0.01506 | 0.00024727 | 0.014873 | 5.85e-05 | 0.67681 | 1.8438
279 | 0.60727 | 14.9501 | 2148.336 | 0 | 0 | 0.72268 | 0.016078 | 0.60168 | 0.016491 | 0.47561 | 0.00091891 | 0 | 0 | 0 | 0 | 0.037622 | 0.0013714 | 0.057586 | 0.00029182 | 0 | 0 | 3.7788 | 0.21836 | 0.023666 | 0.015805 | 0.015268 | 0.00027286 | 0.015557 | 0.0010796 | 0.015265 | 0.00029182 | 0.01506 | 0.00023598 | 0.014874 | 5.5832e-05 | 0.71231 | 1.8137
280 | 0.63331 | 15.4325 | 2177.7297 | 0 | 0 | 0.79443 | 0.016163 | 0.71537 | 0.016491 | 0.41392 | 0.00091891 | 0 | 0 | 0 | 0 | 0.037622 | 0.0013822 | 0.057702 | 0.00029425 | 0 | 0 | 3.8207 | 0.22188 | 0.023706 | 0.015889 | 0.015268 | 0.00027457 | 0.015557 | 0.0010879 | 0.015265 | 0.00029425 | 0.01506 | 0.00023795 | 0.014873 | 5.6296e-05 | 0.62852 | 1.8915
281 | 0.53837 | 16.7859 | 2421.244 | 0 | 0 | 0.90838 | 0.01772 | 0.71322 | 0.019491 | 0.51489 | 0.00091891 | 0 | 0 | 0 | 0 | 0.037663 | 0.0015126 | 0.059183 | 0.00032231 | 0 | 0 | 4.1055 | 0.24619 | 0.024426 | 0.017414 | 0.015268 | 0.00030629 | 0.015598 | 0.0011903 | 0.015265 | 0.00032231 | 0.015268 | 0.00026064 | 0.014874 | 6.168e-05 | 1.024 | 1.6079
282 | 0.52042 | 15.7914 | 2366.127 | 0 | 0 | 0.83484 | 0.01733 | 0.64975 | 0.019491 | 0.41653 | 0.00091891 | 0 | 0 | 0 | 0 | 0.037663 | 0.0014779 | 0.058831 | 0.0003145 | 0 | 0 | 4.0349 | 0.2401 | 0.024246 | 0.017031 | 0.015268 | 0.00029827 | 0.015598 | 0.0011634 | 0.015265 | 0.0003145 | 0.015268 | 0.00025432 | 0.014874 | 6.0185e-05 | 0.83595 | 1.5543
283 | 0.71083 | 14.7211 | 1916.2295 | 0 | 0 | 0.76891 | 0.014374 | 0.67681 | 0.016491 | 0.50072 | 0.00091891 | 0 | 0 | 0 | 0 | 0.037624 | 0.0012113 | 0.055888 | 0.00025694 | 0 | 0 | 3.4694 | 0.19285 | 0.022266 | 0.014135 | 0.01506 | 0.00023857 | 0.015558 | 0.00095438 | 0.015265 | 0.00025694 | 0.01506 | 0.00020779 | 0.014873 | 4.9154e-05 | 0.58273 | 2.123
284 | 0.62434 | 15.8989 | 2382.6203 | 0 | 0 | 0.80763 | 0.017383 | 0.69255 | 0.019491 | 0.40367 | 0.00091891 | 0 | 0 | 0 | 0 | 0.037663 | 0.001506 | 0.059185 | 0.00032192 | 0 | 0 | 4.057 | 0.242 | 0.024271 | 0.017084 | 0.015268 | 0.0002994 | 0.015598 | 0.0011841 | 0.015265 | 0.00032192 | 0.015268 | 0.00026031 | 0.014874 | 6.1605e-05 | 0.72498 | 1.8647
285 | 0.52538 | 15.5035 | 2241.005 | 0 | 0 | 0.89715 | 0.016608 | 0.62565 | 0.016491 | 0.40927 | 0.00091891 | 0 | 0 | 0 | 0 | 0.037622 | 0.0014004 | 0.057843 | 0.00029777 | 0 | 0 | 3.9041 | 0.22893 | 0.023913 | 0.016325 | 0.015268 | 0.00028365 | 0.015557 | 0.0011026 | 0.015265 | 0.00029777 | 0.01506 | 0.00024079 | 0.014874 | 5.6987e-05 | 0.67968 | 1.5691
286 | 0.53634 | 17.0873 | 2444.2821 | 0 | 0 | 0.96878 | 0.017847 | 0.72202 | 0.019491 | 0.52664 | 0.00091891 | 0 | 0 | 0 | 0 | 0.037663 | 0.0015293 | 0.059359 | 0.0003261 | 0 | 0 | 4.1356 | 0.24881 | 0.024485 | 0.017538 | 0.015268 | 0.00030889 | 0.015597 | 0.0012032 | 0.015265 | 0.0003261 | 0.015268 | 0.0002637 | 0.014874 | 6.2394e-05 | 0.68916 | 1.6019
287 | 0.61311 | 15.2255 | 2177.7478 | 0 | 0 | 0.74786 | 0.016168 | 0.6921 | 0.016491 | 0.41357 | 0.00091891 | 0 | 0 | 0 | 0 | 0.037622 | 0.0013744 | 0.057595 | 0.0002922 | 0 | 0 | 3.8208 | 0.22189 | 0.023708 | 0.015893 | 0.015268 | 0.00027465 | 0.015557 | 0.0010822 | 0.015265 | 0.0002922 | 0.01506 | 0.00023628 | 0.014874 | 5.5916e-05 | 0.75135 | 1.8312
288 | 0.53337 | 17.1974 | 2596.3146 | 0 | 0 | 0.83019 | 0.018823 | 0.75184 | 0.019491 | 0.49225 | 0.00091891 | 0 | 0 | 0 | 0 | 0.037662 | 0.0016266 | 0.060319 | 0.00034785 | 0 | 0 | 4.3299 | 0.26581 | 0.024932 | 0.018494 | 0.015268 | 0.00032894 | 0.015597 | 0.0012788 | 0.015265 | 0.00034785 | 0.015268 | 0.00028129 | 0.014874 | 6.6558e-05 | 0.79027 | 1.593
289 | 0.60542 | 14.3999 | 2002.7544 | 0 | 0 | 0.74956 | 0.014904 | 0.63864 | 0.016491 | 0.39851 | 0.00091891 | 0 | 0 | 0 | 0 | 0.037624 | 0.0012452 | 0.056222 | 0.00026404 | 0 | 0 | 3.5893 | 0.20264 | 0.022516 | 0.014655 | 0.015268 | 0.00024922 | 0.015558 | 0.0009812 | 0.015265 | 0.00026404 | 0.01506 | 0.00021351 | 0.014874 | 5.0533e-05 | 0.6365 | 1.8082
290 | 0.63702 | 13.685 | 1836.0494 | 0 | 0 | 0.77482 | 0.013823 | 0.58735 | 0.016491 | 0.39402 | 0.00091891 | 0 | 0 | 0 | 0 | 0.037416 | 0.001146 | 0.055157 | 0.0002429 | 0 | 0 | 3.3592 | 0.18399 | 0.022006 | 0.013596 | 0.01506 | 0.00022765 | 0.015559 | 0.00090306 | 0.015057 | 0.0002429 | 0.01506 | 0.00019642 | 0.014874 | 4.6479e-05 | 0.49557 | 1.9026
291 | 0.53489 | 16.4624 | 2207.1134 | 0 | 0 | 0.90467 | 0.016386 | 0.69567 | 0.016491 | 0.60136 | 0.00091891 | 0 | 0 | 0 | 0 | 0.037622 | 0.0013936 | 0.05779 | 0.00029638 | 0 | 0 | 3.859 | 0.22511 | 0.02381 | 0.016107 | 0.015268 | 0.00027908 | 0.015557 | 0.0010972 | 0.015265 | 0.00029638 | 0.01506 | 0.00023966 | 0.014874 | 5.6717e-05 | 0.88814 | 1.5976
292 | 0.64023 | 13.9514 | 1924.291 | 0 | 0 | 0.68178 | 0.014342 | 0.644 | 0.016491 | 0.38573 | 0.00091891 | 0 | 0 | 0 | 0 | 0.037624 | 0.0012009 | 0.055764 | 0.00025464 | 0 | 0 | 3.483 | 0.19396 | 0.022251 | 0.014105 | 0.01506 | 0.00023797 | 0.015559 | 0.00094626 | 0.015265 | 0.00025464 | 0.01506 | 0.00020592 | 0.014874 | 4.872e-05 | 0.57943 | 1.9122
293 | 0.48658 | 15.2379 | 1968.8666 | 0 | 0 | 0.80086 | 0.014598 | 0.63338 | 0.016491 | 0.60845 | 0.00091891 | 0 | 0 | 0 | 0 | 0.037624 | 0.0012147 | 0.055887 | 0.00025738 | 0 | 0 | 3.5454 | 0.19904 | 0.022372 | 0.014355 | 0.01506 | 0.00024309 | 0.015558 | 0.00095732 | 0.015265 | 0.00025738 | 0.01506 | 0.00020812 | 0.014874 | 4.926e-05 | 0.55959 | 1.4533
294 | 0.65271 | 13.2121 | 1781.5303 | 0 | 0 | 0.7063 | 0.013447 | 0.58005 | 0.016491 | 0.37024 | 0.00091891 | 0 | 0 | 0 | 0 | 0.037416 | 0.001111 | 0.054767 | 0.00023522 | 0 | 0 | 3.2833 | 0.17794 | 0.021828 | 0.013227 | 0.01506 | 0.00022014 | 0.015559 | 0.00087573 | 0.015057 | 0.00023522 | 0.01506 | 0.00019024 | 0.014873 | 4.4983e-05 | 0.5148 | 1.9495
295 | 0.54509 | 14.4527 | 1929.1345 | 0 | 0 | 0.77374 | 0.014462 | 0.61975 | 0.016491 | 0.47717 | 0.00091891 | 0 | 0 | 0 | 0 | 0.037624 | 0.0012188 | 0.055985 | 0.0002589 | 0 | 0 | 3.487 | 0.19429 | 0.022308 | 0.014222 | 0.01506 | 0.00024038 | 0.015558 | 0.00095993 | 0.015265 | 0.0002589 | 0.01506 | 0.00020937 | 0.014873 | 4.9531e-05 | 0.57734 | 1.628
296 | 0.54412 | 16.6396 | 2501.421 | 0 | 0 | 0.75716 | 0.018181 | 0.69599 | 0.019491 | 0.52486 | 0.00091891 | 0 | 0 | 0 | 0 | 0.037662 | 0.001587 | 0.059982 | 0.00033965 | 0 | 0 | 4.2092 | 0.25521 | 0.024638 | 0.017866 | 0.015268 | 0.00031572 | 0.015597 | 0.0012474 | 0.015265 | 0.00033965 | 0.015268 | 0.00027468 | 0.014873 | 6.4972e-05 | 0.76677 | 1.6251
297 | 0.63308 | 15.2211 | 2124.7199 | 0 | 0 | 0.77083 | 0.015776 | 0.69775 | 0.016491 | 0.43463 | 0.00091891 | 0 | 0 | 0 | 0 | 0.037622 | 0.0013488 | 0.057369 | 0.00028713 | 0 | 0 | 3.751 | 0.21604 | 0.023526 | 0.015509 | 0.015268 | 0.00026674 | 0.015557 | 0.0010616 | 0.015265 | 0.00028713 | 0.01506 | 0.0002322 | 0.014873 | 5.4931e-05 | 0.66107 | 1.8908
298 | 0.65339 | 15.543 | 2224.8359 | 0 | 0 | 0.86116 | 0.016448 | 0.65584 | 0.016491 | 0.4229 | 0.00091891 | 0 | 0 | 0 | 0 | 0.037622 | 0.0014086 | 0.057975 | 0.00030008 | 0 | 0 | 3.8836 | 0.22719 | 0.023838 | 0.016168 | 0.015268 | 0.00028035 | 0.015557 | 0.0011085 | 0.015265 | 0.00030008 | 0.01506 | 0.00024266 | 0.014873 | 5.741e-05 | 0.76856 | 1.9515
299 | 0.68251 | 15.4915 | 2170.9321 | 0 | 0 | 0.74765 | 0.016149 | 0.65605 | 0.016491 | 0.52227 | 0.00091891 | 0 | 0 | 0 | 0 | 0.037622 | 0.0013823 | 0.057704 | 0.00029426 | 0 | 0 | 3.8108 | 0.22105 | 0.0237 | 0.015875 | 0.015268 | 0.00027429 | 0.015557 | 0.0010881 | 0.015265 | 0.00029426 | 0.01506 | 0.00023796 | 0.014873 | 5.6297e-05 | 0.72387 | 2.0385
300 | 0.56441 | 15.0838 | 1968.3985 | 0 | 0 | 0.8383 | 0.014735 | 0.64563 | 0.016491 | 0.53779 | 0.00091891 | 0 | 0 | 0 | 0 | 0.037624 | 0.0012288 | 0.056054 | 0.00026065 | 0 | 0 | 3.5409 | 0.19868 | 0.022436 | 0.014489 | 0.01506 | 0.00024586 | 0.015558 | 0.00096814 | 0.015265 | 0.00026065 | 0.01506 | 0.00021076 | 0.014874 | 4.9883e-05 | 0.76287 | 1.6857
301 | 0.58721 | 15.3019 | 2156.7238 | 0 | 0 | 0.78743 | 0.016067 | 0.66911 | 0.016491 | 0.4491 | 0.00091891 | 0 | 0 | 0 | 0 | 0.037622 | 0.0013677 | 0.057551 | 0.00029112 | 0 | 0 | 3.7918 | 0.21945 | 0.023661 | 0.015795 | 0.015268 | 0.00027266 | 0.015557 | 0.0010766 | 0.015265 | 0.00029112 | 0.01506 | 0.00023542 | 0.014874 | 5.5699e-05 | 0.638 | 1.7538
302 | 0.5409 | 15.3674 | 2062.6824 | 0 | 0 | 0.85335 | 0.01542 | 0.70308 | 0.016491 | 0.46637 | 0.00091891 | 0 | 0 | 0 | 0 | 0.037623 | 0.0012886 | 0.056658 | 0.000273 | 0 | 0 | 3.6672 | 0.20907 | 0.023359 | 0.01516 | 0.015268 | 0.00025956 | 0.015558 | 0.0010156 | 0.015265 | 0.000273 | 0.01506 | 0.00022075 | 0.014874 | 5.2246e-05 | 0.90675 | 1.6155
303 | 0.58211 | 16.7973 | 2562.1997 | 0 | 0 | 0.76547 | 0.018592 | 0.71954 | 0.019491 | 0.48957 | 0.00091891 | 0 | 0 | 0 | 0 | 0.037662 | 0.0016202 | 0.060296 | 0.00034696 | 0 | 0 | 4.2864 | 0.26198 | 0.024826 | 0.018267 | 0.015268 | 0.00032417 | 0.015597 | 0.0012733 | 0.015265 | 0.00034696 | 0.015268 | 0.00028058 | 0.014873 | 6.6373e-05 | 0.7367 | 1.7386
304 | 0.42737 | 15.2165 | 1994.0267 | 0 | 0 | 0.85049 | 0.014913 | 0.65003 | 0.016491 | 0.53816 | 0.00091891 | 0 | 0 | 0 | 0 | 0.037624 | 0.0012348 | 0.056072 | 0.00026126 | 0 | 0 | 3.576 | 0.20154 | 0.02252 | 0.014664 | 0.015268 | 0.00024939 | 0.015558 | 0.00097356 | 0.015265 | 0.00026126 | 0.01506 | 0.00021126 | 0.014874 | 5.0003e-05 | 0.80034 | 1.2764
305 | 0.48076 | 14.8619 | 2148.4367 | 0 | 0 | 0.79351 | 0.015887 | 0.59816 | 0.016491 | 0.41073 | 0.00091891 | 0 | 0 | 0 | 0 | 0.037623 | 0.00134 | 0.05724 | 0.00028483 | 0 | 0 | 3.7844 | 0.21883 | 0.023577 | 0.015618 | 0.015268 | 0.00026903 | 0.015557 | 0.0010551 | 0.015265 | 0.00028483 | 0.01506 | 0.00023033 | 0.014874 | 5.4503e-05 | 0.74324 | 1.4359
306 | 0.65463 | 15.8911 | 2268.1628 | 0 | 0 | 0.80328 | 0.016771 | 0.71225 | 0.016491 | 0.45508 | 0.00091891 | 0 | 0 | 0 | 0 | 0.037663 | 0.0014469 | 0.058583 | 0.00030858 | 0 | 0 | 3.9393 | 0.23192 | 0.023988 | 0.016484 | 0.015268 | 0.0002869 | 0.015598 | 0.0011383 | 0.015265 | 0.00030858 | 0.015268 | 0.00024955 | 0.014873 | 5.9036e-05 | 0.74851 | 1.9552
307 | 0.4416 | 16.0834 | 2221.4349 | 0 | 0 | 0.9411 | 0.016458 | 0.68894 | 0.016491 | 0.47941 | 0.00091891 | 0 | 0 | 0 | 0 | 0.037622 | 0.0013855 | 0.057675 | 0.00029421 | 0 | 0 | 3.879 | 0.2268 | 0.023843 | 0.016177 | 0.015268 | 0.00028057 | 0.015557 | 0.0010912 | 0.015265 | 0.00029421 | 0.01506 | 0.0002379 | 0.014874 | 5.6306e-05 | 0.92708 | 1.3189
308 | 0.58919 | 15.0857 | 2017.8413 | 0 | 0 | 0.75198 | 0.015071 | 0.64139 | 0.016491 | 0.55473 | 0.00091891 | 0 | 0 | 0 | 0 | 0.037623 | 0.0012703 | 0.056508 | 0.00026957 | 0 | 0 | 3.6076 | 0.20415 | 0.022594 | 0.014819 | 0.015268 | 0.00025255 | 0.015558 | 0.0010007 | 0.015265 | 0.00026957 | 0.01506 | 0.00021799 | 0.014874 | 5.158e-05 | 0.52587 | 1.7597
309 | 0.49277 | 16.0446 | 2377.7695 | 0 | 0 | 0.9525 | 0.017356 | 0.63892 | 0.019491 | 0.40939 | 0.00091891 | 0 | 0 | 0 | 0 | 0.037663 | 0.0014785 | 0.058833 | 0.00031458 | 0 | 0 | 4.0513 | 0.24152 | 0.024259 | 0.017057 | 0.015268 | 0.0002988 | 0.015598 | 0.0011639 | 0.015265 | 0.00031458 | 0.015268 | 0.00025438 | 0.014874 | 6.0199e-05 | 0.71153 | 1.4717
310 | 0.59989 | 15.4474 | 2217.3568 | 0 | 0 | 0.79315 | 0.016464 | 0.6494 | 0.016491 | 0.45358 | 0.00091891 | 0 | 0 | 0 | 0 | 0.037622 | 0.0014021 | 0.057888 | 0.00029838 | 0 | 0 | 3.8722 | 0.22623 | 0.023846 | 0.016183 | 0.015268 | 0.00028068 | 0.015557 | 0.0011037 | 0.015265 | 0.00029838 | 0.01506 | 0.00024129 | 0.014874 | 5.7093e-05 | 0.63903 | 1.7917
311 | 0.50705 | 16.6893 | 2527.1258 | 0 | 0 | 0.89113 | 0.01836 | 0.67106 | 0.019491 | 0.46126 | 0.00091891 | 0 | 0 | 0 | 0 | 0.037662 | 0.0015777 | 0.059834 | 0.00033686 | 0 | 0 | 4.2425 | 0.25812 | 0.02472 | 0.018041 | 0.015268 | 0.00031942 | 0.015597 | 0.0012408 | 0.015265 | 0.00033686 | 0.015268 | 0.0002724 | 0.014874 | 6.4459e-05 | 0.91682 | 1.5144
312 | 0.48273 | 15.7877 | 2238.2196 | 0 | 0 | 0.82419 | 0.016573 | 0.68496 | 0.016491 | 0.46727 | 0.00091891 | 0 | 0 | 0 | 0 | 0.037622 | 0.0014034 | 0.057895 | 0.00029873 | 0 | 0 | 3.9007 | 0.22864 | 0.023896 | 0.01629 | 0.015268 | 0.00028293 | 0.015557 | 0.0011047 | 0.015265 | 0.00029873 | 0.01506 | 0.00024156 | 0.014874 | 5.7167e-05 | 0.6889 | 1.4418
313 | 0.60073 | 13.8561 | 1874.0742 | 0 | 0 | 0.701 | 0.014086 | 0.66544 | 0.016491 | 0.37172 | 0.00091891 | 0 | 0 | 0 | 0 | 0.037416 | 0.001168 | 0.055392 | 0.00024751 | 0 | 0 | 3.4119 | 0.18821 | 0.02213 | 0.013853 | 0.01506 | 0.00023289 | 0.015559 | 0.00092047 | 0.015057 | 0.00024751 | 0.01506 | 0.00020014 | 0.014874 | 4.7362e-05 | 0.5678 | 1.7942
314 | 0.47447 | 15.6101 | 2217.5456 | 0 | 0 | 0.94628 | 0.016447 | 0.65102 | 0.016491 | 0.39929 | 0.00091891 | 0 | 0 | 0 | 0 | 0.037622 | 0.0013893 | 0.057716 | 0.00029502 | 0 | 0 | 3.8733 | 0.22632 | 0.023838 | 0.016167 | 0.015268 | 0.00028032 | 0.015557 | 0.0010943 | 0.015265 | 0.00029502 | 0.01506 | 0.00023856 | 0.014874 | 5.6461e-05 | 0.9675 | 1.4171
315 | 0.44844 | 16.3565 | 2373.3561 | 0 | 0 | 0.81652 | 0.017327 | 0.70297 | 0.019491 | 0.50914 | 0.00091891 | 0 | 0 | 0 | 0 | 0.037663 | 0.0014721 | 0.058774 | 0.00031332 | 0 | 0 | 4.0457 | 0.24103 | 0.024245 | 0.017028 | 0.015268 | 0.00029825 | 0.015598 | 0.0011588 | 0.015265 | 0.00031332 | 0.015268 | 0.00025336 | 0.014874 | 5.9957e-05 | 1.0429 | 1.3394
316 | 0.46307 | 16.7036 | 2594.037 | 0 | 0 | 0.8326 | 0.018803 | 0.70315 | 0.019491 | 0.41762 | 0.00091891 | 0 | 0 | 0 | 0 | 0.037662 | 0.0016226 | 0.060247 | 0.00034634 | 0 | 0 | 4.3272 | 0.26558 | 0.024923 | 0.018475 | 0.015268 | 0.00032847 | 0.015597 | 0.0012762 | 0.015265 | 0.00034634 | 0.015268 | 0.00028006 | 0.014874 | 6.628e-05 | 1.0743 | 1.3831
317 | 0.5315 | 15.1733 | 2182.1882 | 0 | 0 | 0.80357 | 0.016258 | 0.64845 | 0.016491 | 0.40791 | 0.00091891 | 0 | 0 | 0 | 0 | 0.037622 | 0.0013807 | 0.057664 | 0.00029364 | 0 | 0 | 3.8251 | 0.22225 | 0.02375 | 0.015981 | 0.015268 | 0.0002765 | 0.015557 | 0.001087 | 0.015265 | 0.00029364 | 0.01506 | 0.00023745 | 0.014874 | 5.6185e-05 | 0.77277 | 1.5874
318 | 0.52999 | 16.0292 | 2391.3965 | 0 | 0 | 0.93962 | 0.017489 | 0.63434 | 0.019491 | 0.40818 | 0.00091891 | 0 | 0 | 0 | 0 | 0.037663 | 0.0014944 | 0.059014 | 0.0003185 | 0 | 0 | 4.0677 | 0.24293 | 0.02432 | 0.017187 | 0.015268 | 0.00030156 | 0.015598 | 0.0011759 | 0.015265 | 0.0003185 | 0.015268 | 0.00025755 | 0.014874 | 6.095e-05 | 0.91765 | 1.5829
319 | 0.46658 | 14.7038 | 2033.8254 | 0 | 0 | 0.76916 | 0.015153 | 0.59877 | 0.016491 | 0.47794 | 0.00091891 | 0 | 0 | 0 | 0 | 0.037623 | 0.0012718 | 0.056518 | 0.00026991 | 0 | 0 | 3.6301 | 0.206 | 0.022633 | 0.014899 | 0.015268 | 0.00025422 | 0.015558 | 0.0010019 | 0.015265 | 0.00026991 | 0.01506 | 0.00021827 | 0.014874 | 5.1649e-05 | 0.63863 | 1.3935
320 | 0.51538 | 13.3199 | 1780.2551 | 0 | 0 | 0.76368 | 0.013242 | 0.57248 | 0.016491 | 0.36746 | 0.00091891 | 0 | 0 | 0 | 0 | 0.037416 | 0.0010784 | 0.054201 | 0.00022828 | 0 | 0 | 3.2874 | 0.17827 | 0.021731 | 0.013026 | 0.01506 | 0.00021612 | 0.015559 | 0.00085014 | 0.015057 | 0.00022828 | 0.014888 | 0.00018459 | 0.014874 | 4.3691e-05 | 0.69646 | 1.5393
321 | 0.45696 | 15.9282 | 2282.0242 | 0 | 0 | 0.80048 | 0.016878 | 0.62278 | 0.016491 | 0.54482 | 0.00091891 | 0 | 0 | 0 | 0 | 0.037664 | 0.0014428 | 0.058293 | 0.00030711 | 0 | 0 | 3.9574 | 0.23347 | 0.024038 | 0.016589 | 0.015268 | 0.00028907 | 0.015598 | 0.0011356 | 0.015265 | 0.00030711 | 0.01506 | 0.00024834 | 0.014874 | 5.8762e-05 | 0.71967 | 1.3648
322 | 0.45043 | 15.6297 | 2150.9164 | 0 | 0 | 0.80141 | 0.015909 | 0.67626 | 0.016491 | 0.51782 | 0.00091891 | 0 | 0 | 0 | 0 | 0.037623 | 0.0013298 | 0.057104 | 0.00028229 | 0 | 0 | 3.7879 | 0.21913 | 0.023588 | 0.01564 | 0.015268 | 0.0002695 | 0.015557 | 0.0010475 | 0.015265 | 0.00028229 | 0.01506 | 0.00022826 | 0.014874 | 5.4027e-05 | 0.97427 | 1.3453
323 | 0.53467 | 16.2237 | 2407.8508 | 0 | 0 | 0.77015 | 0.017655 | 0.6602 | 0.019491 | 0.52207 | 0.00091891 | 0 | 0 | 0 | 0 | 0.037663 | 0.0015321 | 0.059427 | 0.00032722 | 0 | 0 | 4.0869 | 0.24458 | 0.024396 | 0.01735 | 0.015268 | 0.00030491 | 0.015597 | 0.0012049 | 0.015265 | 0.00032722 | 0.015268 | 0.00026462 | 0.014873 | 6.2603e-05 | 0.72676 | 1.5969
324 | 0.46606 | 16.0511 | 2246.5176 | 0 | 0 | 0.96145 | 0.01658 | 0.72082 | 0.016491 | 0.40666 | 0.00091891 | 0 | 0 | 0 | 0 | 0.037622 | 0.0013976 | 0.057817 | 0.00029722 | 0 | 0 | 3.9131 | 0.22969 | 0.0239 | 0.016297 | 0.015268 | 0.00028308 | 0.015557 | 0.0011003 | 0.015265 | 0.00029722 | 0.01506 | 0.00024034 | 0.014874 | 5.688e-05 | 0.86837 | 1.392
325 | 0.59403 | 15.8913 | 2234.9557 | 0 | 0 | 0.89849 | 0.01651 | 0.65362 | 0.016491 | 0.48134 | 0.00091891 | 0 | 0 | 0 | 0 | 0.037622 | 0.0014004 | 0.057858 | 0.00029787 | 0 | 0 | 3.8975 | 0.22837 | 0.023867 | 0.016228 | 0.015268 | 0.00028162 | 0.015557 | 0.0011025 | 0.015265 | 0.00029787 | 0.01506 | 0.00024087 | 0.014874 | 5.6997e-05 | 0.80852 | 1.7742
326 | 0.6772 | 13.2098 | 1739.3024 | 0 | 0 | 0.68512 | 0.013153 | 0.59134 | 0.016491 | 0.40677 | 0.00091891 | 0 | 0 | 0 | 0 | 0.037416 | 0.001087 | 0.054526 | 0.00023073 | 0 | 0 | 3.2239 | 0.17326 | 0.021688 | 0.012938 | 0.01506 | 0.00021435 | 0.015559 | 0.00085626 | 0.015057 | 0.00023073 | 0.01506 | 0.00018659 | 0.014873 | 4.4146e-05 | 0.54105 | 2.0226
327 | 0.46088 | 15.5634 | 2183.5174 | 0 | 0 | 0.93154 | 0.016291 | 0.64692 | 0.016491 | 0.42865 | 0.00091891 | 0 | 0 | 0 | 0 | 0.037622 | 0.0013746 | 0.05759 | 0.00029226 | 0 | 0 | 3.8265 | 0.22237 | 0.023765 | 0.016013 | 0.015268 | 0.0002772 | 0.015557 | 0.0010823 | 0.015265 | 0.00029226 | 0.01506 | 0.00023634 | 0.014874 | 5.5929e-05 | 0.90394 | 1.3765
328 | 0.61896 | 13.9226 | 1881.8282 | 0 | 0 | 0.68337 | 0.014136 | 0.67144 | 0.016491 | 0.38677 | 0.00091891 | 0 | 0 | 0 | 0 | 0.037624 | 0.0011899 | 0.055651 | 0.00025229 | 0 | 0 | 3.4221 | 0.18904 | 0.022154 | 0.013902 | 0.01506 | 0.00023383 | 0.015559 | 0.00093757 | 0.015265 | 0.00025229 | 0.01506 | 0.00020402 | 0.014873 | 4.8269e-05 | 0.61379 | 1.8487
329 | 0.5211 | 15.8452 | 2226.9554 | 0 | 0 | 0.81811 | 0.016561 | 0.71814 | 0.016491 | 0.46197 | 0.00091891 | 0 | 0 | 0 | 0 | 0.037622 | 0.0014034 | 0.05789 | 0.00029859 | 0 | 0 | 3.8842 | 0.22725 | 0.023891 | 0.016278 | 0.015268 | 0.00028267 | 0.015557 | 0.0011048 | 0.015265 | 0.00029859 | 0.01506 | 0.00024146 | 0.014874 | 5.7139e-05 | 0.66497 | 1.5564
330 | 0.47482 | 16.216 | 2242.8149 | 0 | 0 | 0.84201 | 0.016604 | 0.72455 | 0.016491 | 0.52021 | 0.00091891 | 0 | 0 | 0 | 0 | 0.037622 | 0.001402 | 0.057865 | 0.00029827 | 0 | 0 | 3.9069 | 0.22917 | 0.023911 | 0.01632 | 0.015268 | 0.00028356 | 0.015557 | 0.0011037 | 0.015265 | 0.00029827 | 0.01506 | 0.00024118 | 0.014874 | 5.7089e-05 | 0.94886 | 1.4181
331 | 0.47249 | 15.8076 | 2244.0741 | 0 | 0 | 0.79522 | 0.016538 | 0.67481 | 0.016491 | 0.49404 | 0.00091891 | 0 | 0 | 0 | 0 | 0.037622 | 0.0013971 | 0.05782 | 0.0002972 | 0 | 0 | 3.9104 | 0.22947 | 0.02388 | 0.016256 | 0.015268 | 0.00028223 | 0.015557 | 0.0010999 | 0.015265 | 0.0002972 | 0.01506 | 0.00024033 | 0.014874 | 5.6876e-05 | 0.84535 | 1.4112
332 | 0.48983 | 15.3859 | 2162.2287 | 0 | 0 | 0.86517 | 0.016163 | 0.65114 | 0.016491 | 0.43747 | 0.00091891 | 0 | 0 | 0 | 0 | 0.037622 | 0.0013666 | 0.057495 | 0.00029019 | 0 | 0 | 3.7978 | 0.21996 | 0.023706 | 0.015888 | 0.015268 | 0.00027456 | 0.015557 | 0.0010765 | 0.015265 | 0.00029019 | 0.01506 | 0.00023466 | 0.014874 | 5.5529e-05 | 0.65944 | 1.463
333 | 0.62013 | 15.516 | 2134.9572 | 0 | 0 | 0.89838 | 0.015871 | 0.67592 | 0.016491 | 0.44497 | 0.00091891 | 0 | 0 | 0 | 0 | 0.037623 | 0.001343 | 0.057266 | 0.0002853 | 0 | 0 | 3.7644 | 0.21716 | 0.02357 | 0.015602 | 0.015268 | 0.00026866 | 0.015557 | 0.0010577 | 0.015265 | 0.0002853 | 0.01506 | 0.00023071 | 0.014874 | 5.4592e-05 | 0.70009 | 1.8521
334 | 0.57391 | 14.7529 | 2092.8941 | 0 | 0 | 0.83241 | 0.015583 | 0.59703 | 0.016491 | 0.40675 | 0.00091891 | 0 | 0 | 0 | 0 | 0.037623 | 0.0013225 | 0.057078 | 0.00028118 | 0 | 0 | 3.7082 | 0.21247 | 0.023436 | 0.015321 | 0.015268 | 0.00026287 | 0.015557 | 0.0010413 | 0.015265 | 0.00028118 | 0.01506 | 0.00022739 | 0.014873 | 5.3795e-05 | 0.70779 | 1.7141
335 | 0.60206 | 15.0236 | 2107.1436 | 0 | 0 | 0.81141 | 0.015688 | 0.62825 | 0.016491 | 0.44456 | 0.00091891 | 0 | 0 | 0 | 0 | 0.037623 | 0.0013272 | 0.05712 | 0.00028219 | 0 | 0 | 3.7272 | 0.21405 | 0.023484 | 0.015423 | 0.015268 | 0.00026499 | 0.015557 | 0.001045 | 0.015265 | 0.00028219 | 0.01506 | 0.00022819 | 0.014874 | 5.3994e-05 | 0.81465 | 1.7982
336 | 0.46112 | 14.1839 | 1923.6324 | 0 | 0 | 0.78102 | 0.014432 | 0.64809 | 0.016491 | 0.3817 | 0.00091891 | 0 | 0 | 0 | 0 | 0.037624 | 0.0011959 | 0.055663 | 0.00025299 | 0 | 0 | 3.4799 | 0.19371 | 0.022294 | 0.014193 | 0.01506 | 0.00023976 | 0.015559 | 0.0009429 | 0.015265 | 0.00025299 | 0.01506 | 0.00020457 | 0.014874 | 4.8417e-05 | 0.60203 | 1.3772
337 | 0.58548 | 15.2862 | 2202.7373 | 0 | 0 | 0.77484 | 0.016331 | 0.63383 | 0.016491 | 0.45097 | 0.00091891 | 0 | 0 | 0 | 0 | 0.037622 | 0.0013982 | 0.057886 | 0.00029817 | 0 | 0 | 3.8536 | 0.22466 | 0.023784 | 0.016053 | 0.015268 | 0.00027802 | 0.015557 | 0.0011 | 0.015265 | 0.00029817 | 0.01506 | 0.00024112 | 0.014874 | 5.7051e-05 | 0.65251 | 1.7487
338 | 0.58757 | 16.612 | 2446.3184 | 0 | 0 | 0.94842 | 0.017816 | 0.6668 | 0.019491 | 0.47324 | 0.00091891 | 0 | 0 | 0 | 0 | 0.037663 | 0.0015293 | 0.05936 | 0.0003261 | 0 | 0 | 4.1393 | 0.24912 | 0.024471 | 0.017508 | 0.015268 | 0.00030824 | 0.015597 | 0.0012032 | 0.015265 | 0.0003261 | 0.015268 | 0.0002637 | 0.014874 | 6.2398e-05 | 0.92072 | 1.7549
339 | 0.62513 | 15.4341 | 2101.5741 | 0 | 0 | 0.78673 | 0.015516 | 0.63466 | 0.016491 | 0.5582 | 0.00091891 | 0 | 0 | 0 | 0 | 0.037623 | 0.0013267 | 0.057146 | 0.00028248 | 0 | 0 | 3.7229 | 0.21369 | 0.023404 | 0.015254 | 0.015268 | 0.00026149 | 0.015557 | 0.0010442 | 0.015265 | 0.00028248 | 0.01506 | 0.00022843 | 0.014873 | 5.4044e-05 | 0.49756 | 1.8671
340 | 0.5143 | 16.5615 | 2401.4914 | 0 | 0 | 0.76605 | 0.017618 | 0.74386 | 0.019491 | 0.5302 | 0.00091891 | 0 | 0 | 0 | 0 | 0.037663 | 0.0015156 | 0.059253 | 0.00032356 | 0 | 0 | 4.0789 | 0.24389 | 0.024379 | 0.017314 | 0.015268 | 0.00030421 | 0.015598 | 0.001192 | 0.015265 | 0.00032356 | 0.015268 | 0.00026165 | 0.014874 | 6.1908e-05 | 0.8077 | 1.5361
341 | 0.59644 | 13.8838 | 1787.5764 | 0 | 0 | 0.84032 | 0.013491 | 0.59228 | 0.016491 | 0.43947 | 0.00091891 | 0 | 0 | 0 | 0 | 0.037416 | 0.0011054 | 0.054684 | 0.00023404 | 0 | 0 | 3.292 | 0.17863 | 0.021849 | 0.013269 | 0.01506 | 0.00022103 | 0.015559 | 0.00087136 | 0.015057 | 0.00023404 | 0.01506 | 0.00018925 | 0.014874 | 4.4789e-05 | 0.57906 | 1.7814
342 | 0.52198 | 16.3185 | 2280.5706 | 0 | 0 | 0.88672 | 0.01686 | 0.66538 | 0.016491 | 0.54842 | 0.00091891 | 0 | 0 | 0 | 0 | 0.037664 | 0.0014247 | 0.05807 | 0.0003027 | 0 | 0 | 3.9562 | 0.23337 | 0.02403 | 0.016572 | 0.015268 | 0.00028872 | 0.015598 | 0.001122 | 0.015265 | 0.0003027 | 0.01506 | 0.00024477 | 0.014874 | 5.7934e-05 | 1.0269 | 1.559
343 | 0.47899 | 16.984 | 2425.7429 | 0 | 0 | 0.96244 | 0.01768 | 0.6391 | 0.019491 | 0.60111 | 0.00091891 | 0 | 0 | 0 | 0 | 0.037663 | 0.0015035 | 0.059077 | 0.0003201 | 0 | 0 | 4.1132 | 0.24686 | 0.024408 | 0.017375 | 0.015268 | 0.00030546 | 0.015598 | 0.0011834 | 0.015265 | 0.0003201 | 0.015268 | 0.00025884 | 0.014874 | 6.1259e-05 | 0.74377 | 1.4306
344 | 0.55571 | 15.1784 | 2131.4348 | 0 | 0 | 0.80723 | 0.015913 | 0.70716 | 0.016491 | 0.38849 | 0.00091891 | 0 | 0 | 0 | 0 | 0.037623 | 0.0013451 | 0.057286 | 0.00028577 | 0 | 0 | 3.758 | 0.21662 | 0.02359 | 0.015644 | 0.015268 | 0.00026952 | 0.015557 | 0.0010594 | 0.015265 | 0.00028577 | 0.01506 | 0.00023108 | 0.014874 | 5.4686e-05 | 0.65908 | 1.6597
345 | 0.68984 | 15.3075 | 2144.8456 | 0 | 0 | 0.81611 | 0.015885 | 0.67107 | 0.016491 | 0.43907 | 0.00091891 | 0 | 0 | 0 | 0 | 0.037622 | 0.0013598 | 0.057503 | 0.00028993 | 0 | 0 | 3.7785 | 0.21833 | 0.023577 | 0.015616 | 0.015268 | 0.00026899 | 0.015557 | 0.0010699 | 0.015265 | 0.00028993 | 0.01506 | 0.00023446 | 0.014873 | 5.5464e-05 | 0.61504 | 2.0604
346 | 0.62724 | 13.9749 | 1769.48 | 0 | 0 | 0.79082 | 0.013363 | 0.62184 | 0.016491 | 0.47793 | 0.00091891 | 0 | 0 | 0 | 0 | 0.037416 | 0.0011019 | 0.054667 | 0.00023353 | 0 | 0 | 3.2665 | 0.17661 | 0.021788 | 0.013145 | 0.01506 | 0.0002185 | 0.015559 | 0.00086838 | 0.015057 | 0.00023353 | 0.01506 | 0.00018885 | 0.014874 | 4.4687e-05 | 0.48785 | 1.8734
347 | 0.56622 | 16.7978 | 2418.3948 | 0 | 0 | 0.91364 | 0.017797 | 0.66469 | 0.019491 | 0.56703 | 0.00091891 | 0 | 0 | 0 | 0 | 0.037663 | 0.0015268 | 0.059345 | 0.00032575 | 0 | 0 | 4.0992 | 0.24564 | 0.024462 | 0.017489 | 0.015268 | 0.00030786 | 0.015597 | 0.0012011 | 0.015265 | 0.00032575 | 0.015268 | 0.00026342 | 0.014874 | 6.2333e-05 | 0.7984 | 1.6911
348 | 0.57145 | 15.8867 | 2222.4782 | 0 | 0 | 0.88391 | 0.016465 | 0.68747 | 0.016491 | 0.46567 | 0.00091891 | 0 | 0 | 0 | 0 | 0.037622 | 0.0014032 | 0.057904 | 0.00029868 | 0 | 0 | 3.8798 | 0.22687 | 0.023846 | 0.016184 | 0.015268 | 0.0002807 | 0.015557 | 0.0011045 | 0.015265 | 0.00029868 | 0.01506 | 0.00024153 | 0.014874 | 5.7147e-05 | 0.73001 | 1.7067
349 | 0.60739 | 15.271 | 2224.862 | 0 | 0 | 0.76428 | 0.016481 | 0.66203 | 0.016491 | 0.40784 | 0.00091891 | 0 | 0 | 0 | 0 | 0.037622 | 0.0014049 | 0.057909 | 0.0002988 | 0 | 0 | 3.883 | 0.22714 | 0.023854 | 0.0162 | 0.015268 | 0.00028099 | 0.015557 | 0.0011061 | 0.015265 | 0.0002988 | 0.01506 | 0.00024163 | 0.014874 | 5.7171e-05 | 0.58447 | 1.8141
350 | 0.55672 | 15.0896 | 1988.8161 | 0 | 0 | 0.80321 | 0.014873 | 0.66971 | 0.016491 | 0.51988 | 0.00091891 | 0 | 0 | 0 | 0 | 0.037623 | 0.0012511 | 0.056303 | 0.00026545 | 0 | 0 | 3.5684 | 0.20092 | 0.022501 | 0.014624 | 0.015268 | 0.00024857 | 0.015558 | 0.00098566 | 0.015265 | 0.00026545 | 0.01506 | 0.00021465 | 0.014874 | 5.0792e-05 | 0.5408 | 1.6628
351 | 0.54204 | 16.1834 | 2282.8002 | 0 | 0 | 0.88477 | 0.016876 | 0.68012 | 0.016491 | 0.49942 | 0.00091891 | 0 | 0 | 0 | 0 | 0.037664 | 0.0014292 | 0.05812 | 0.00030369 | 0 | 0 | 3.959 | 0.23361 | 0.024037 | 0.016586 | 0.015268 | 0.00028902 | 0.015598 | 0.0011255 | 0.015265 | 0.00030369 | 0.01506 | 0.00024557 | 0.014874 | 5.8119e-05 | 0.74396 | 1.6189
352 | 0.51263 | 15.7742 | 2237.1149 | 0 | 0 | 0.7916 | 0.016564 | 0.67385 | 0.016491 | 0.49571 | 0.00091891 | 0 | 0 | 0 | 0 | 0.037622 | 0.0014123 | 0.057988 | 0.00030051 | 0 | 0 | 3.899 | 0.2285 | 0.023892 | 0.016281 | 0.015268 | 0.0002827 | 0.015557 | 0.0011117 | 0.015265 | 0.00030051 | 0.01506 | 0.00024301 | 0.014874 | 5.7499e-05 | 0.63129 | 1.5311
353 | 0.51507 | 16.3025 | 2334.4312 | 0 | 0 | 0.89496 | 0.017093 | 0.7244 | 0.019491 | 0.45745 | 0.00091891 | 0 | 0 | 0 | 0 | 0.037663 | 0.0014581 | 0.058648 | 0.00031042 | 0 | 0 | 3.9943 | 0.23662 | 0.024137 | 0.0168 | 0.015268 | 0.00029347 | 0.015598 | 0.0011477 | 0.015265 | 0.00031042 | 0.015268 | 0.00025102 | 0.014874 | 5.9402e-05 | 0.71474 | 1.5384
354 | 0.48778 | 14.8889 | 2095.2093 | 0 | 0 | 0.83943 | 0.0156 | 0.60328 | 0.016491 | 0.42824 | 0.00091891 | 0 | 0 | 0 | 0 | 0.037623 | 0.001306 | 0.056854 | 0.000277 | 0 | 0 | 3.7119 | 0.21277 | 0.023444 | 0.015337 | 0.015268 | 0.00026322 | 0.015557 | 0.001029 | 0.015265 | 0.000277 | 0.01506 | 0.00022399 | 0.014874 | 5.3011e-05 | 0.6937 | 1.4569
355 | 0.4734 | 15.268 | 2177.3958 | 0 | 0 | 0.85715 | 0.016122 | 0.6494 | 0.016491 | 0.40015 | 0.00091891 | 0 | 0 | 0 | 0 | 0.037622 | 0.0013594 | 0.057417 | 0.00028861 | 0 | 0 | 3.8218 | 0.22197 | 0.023687 | 0.015848 | 0.015268 | 0.00027373 | 0.015557 | 0.0010708 | 0.015265 | 0.00028861 | 0.01506 | 0.00023338 | 0.014874 | 5.5226e-05 | 0.82182 | 1.4139
356 | 0.51355 | 14.9373 | 2121.6407 | 0 | 0 | 0.79196 | 0.015782 | 0.65806 | 0.016491 | 0.39321 | 0.00091891 | 0 | 0 | 0 | 0 | 0.037623 | 0.0013218 | 0.057027 | 0.00028062 | 0 | 0 | 3.747 | 0.2157 | 0.023528 | 0.015515 | 0.015268 | 0.00026692 | 0.015557 | 0.0010412 | 0.015265 | 0.00028062 | 0.01506 | 0.00022692 | 0.014874 | 5.3708e-05 | 0.85563 | 1.5338
357 | 0.5195 | 14.7189 | 1967.5526 | 0 | 0 | 0.8173 | 0.014728 | 0.62141 | 0.016491 | 0.48425 | 0.00091891 | 0 | 0 | 0 | 0 | 0.037624 | 0.0012364 | 0.056137 | 0.00026207 | 0 | 0 | 3.5396 | 0.19856 | 0.022433 | 0.014483 | 0.01506 | 0.00024567 | 0.015558 | 0.00097434 | 0.015265 | 0.00026207 | 0.01506 | 0.00021193 | 0.014874 | 5.0139e-05 | 0.55129 | 1.5516
358 | 0.55566 | 16.225 | 2272.685 | 0 | 0 | 0.85293 | 0.016805 | 0.68773 | 0.016491 | 0.52936 | 0.00091891 | 0 | 0 | 0 | 0 | 0.037664 | 0.0014291 | 0.058139 | 0.00030396 | 0 | 0 | 3.9457 | 0.23247 | 0.024004 | 0.016518 | 0.015268 | 0.0002876 | 0.015598 | 0.0011252 | 0.015265 | 0.00030396 | 0.01506 | 0.00024579 | 0.014874 | 5.8168e-05 | 0.92609 | 1.6596
359 | 0.52157 | 17.2476 | 2557.7429 | 0 | 0 | 0.89851 | 0.018564 | 0.70485 | 0.019491 | 0.53935 | 0.00091891 | 0 | 0 | 0 | 0 | 0.037662 | 0.0016017 | 0.060076 | 0.0003423 | 0 | 0 | 4.2812 | 0.26152 | 0.024813 | 0.01824 | 0.015268 | 0.0003236 | 0.015597 | 0.0012594 | 0.015265 | 0.0003423 | 0.015268 | 0.0002768 | 0.014874 | 6.55e-05 | 1.0021 | 1.5578
360 | 0.56556 | 15.1234 | 2085.5385 | 0 | 0 | 0.77622 | 0.015534 | 0.59582 | 0.016491 | 0.54048 | 0.00091891 | 0 | 0 | 0 | 0 | 0.037623 | 0.0013152 | 0.057004 | 0.00027972 | 0 | 0 | 3.6985 | 0.21166 | 0.023413 | 0.015272 | 0.015268 | 0.00026189 | 0.015557 | 0.0010355 | 0.015265 | 0.00027972 | 0.01506 | 0.0002262 | 0.014874 | 5.352e-05 | 0.64939 | 1.6892
361 | 0.47624 | 16.3796 | 2253.3125 | 0 | 0 | 0.84795 | 0.016678 | 0.70636 | 0.016491 | 0.56755 | 0.00091891 | 0 | 0 | 0 | 0 | 0.037622 | 0.001407 | 0.057909 | 0.00029922 | 0 | 0 | 3.9206 | 0.23033 | 0.023945 | 0.016393 | 0.015268 | 0.00028505 | 0.015557 | 0.0011078 | 0.015265 | 0.00029922 | 0.01506 | 0.00024195 | 0.014874 | 5.7265e-05 | 0.81521 | 1.4224
362 | 0.55999 | 14.3475 | 1979.8747 | 0 | 0 | 0.75241 | 0.014813 | 0.65583 | 0.016491 | 0.38612 | 0.00091891 | 0 | 0 | 0 | 0 | 0.037624 | 0.0012326 | 0.056067 | 0.00026102 | 0 | 0 | 3.5566 | 0.19996 | 0.022473 | 0.014566 | 0.01506 | 0.00024739 | 0.015558 | 0.00097156 | 0.015265 | 0.00026102 | 0.01506 | 0.00021106 | 0.014874 | 4.9955e-05 | 0.84999 | 1.6725
363 | 0.54482 | 15.3998 | 2151.8605 | 0 | 0 | 0.83216 | 0.016038 | 0.63783 | 0.016491 | 0.48155 | 0.00091891 | 0 | 0 | 0 | 0 | 0.037622 | 0.0013511 | 0.057332 | 0.00028688 | 0 | 0 | 3.7857 | 0.21894 | 0.023648 | 0.015766 | 0.015268 | 0.00027205 | 0.015557 | 0.0010642 | 0.015265 | 0.00028688 | 0.01506 | 0.00023197 | 0.014874 | 5.4902e-05 | 0.73078 | 1.6272
364 | 0.58485 | 14.4284 | 2045.9199 | 0 | 0 | 0.71176 | 0.015263 | 0.61775 | 0.016491 | 0.41577 | 0.00091891 | 0 | 0 | 0 | 0 | 0.037623 | 0.0012986 | 0.056859 | 0.00027655 | 0 | 0 | 3.6451 | 0.20724 | 0.023286 | 0.015007 | 0.015268 | 0.00025645 | 0.015558 | 0.001022 | 0.015265 | 0.00027655 | 0.01506 | 0.00022364 | 0.014873 | 5.2913e-05 | 0.68393 | 1.7468
365 | 0.59071 | 16.8709 | 2346.2116 | 0 | 0 | 0.98927 | 0.017143 | 0.65851 | 0.019491 | 0.59848 | 0.00091891 | 0 | 0 | 0 | 0 | 0.037664 | 0.0014534 | 0.058597 | 0.00030949 | 0 | 0 | 4.0106 | 0.23802 | 0.024161 | 0.016849 | 0.015268 | 0.00029455 | 0.015598 | 0.0011439 | 0.015265 | 0.00030949 | 0.015268 | 0.00025026 | 0.014874 | 5.9227e-05 | 0.99064 | 1.7643
366 | 0.53942 | 14.3183 | 1901.4379 | 0 | 0 | 0.7016 | 0.014317 | 0.59588 | 0.016491 | 0.53462 | 0.00091891 | 0 | 0 | 0 | 0 | 0.037624 | 0.0011932 | 0.055657 | 0.00025269 | 0 | 0 | 3.4482 | 0.19114 | 0.02224 | 0.01408 | 0.01506 | 0.00023746 | 0.015559 | 0.00094056 | 0.015265 | 0.00025269 | 0.01506 | 0.00020433 | 0.014874 | 4.8355e-05 | 0.51646 | 1.6111
367 | 0.47565 | 15.9528 | 2287.4901 | 0 | 0 | 0.85691 | 0.016905 | 0.65784 | 0.016491 | 0.47726 | 0.00091891 | 0 | 0 | 0 | 0 | 0.037664 | 0.0014359 | 0.058213 | 0.00030557 | 0 | 0 | 3.9651 | 0.23412 | 0.02405 | 0.016615 | 0.015268 | 0.00028965 | 0.015598 | 0.0011303 | 0.015265 | 0.00030557 | 0.01506 | 0.00024709 | 0.014874 | 5.8473e-05 | 0.97929 | 1.4206
368 | 0.54659 | 15.4109 | 2056.7484 | 0 | 0 | 0.8795 | 0.01525 | 0.63081 | 0.016491 | 0.53632 | 0.00091891 | 0 | 0 | 0 | 0 | 0.037623 | 0.001273 | 0.056506 | 0.00026978 | 0 | 0 | 3.6627 | 0.20869 | 0.02328 | 0.014994 | 0.015268 | 0.00025617 | 0.015558 | 0.0010032 | 0.015265 | 0.00026978 | 0.01506 | 0.00021816 | 0.014874 | 5.1619e-05 | 0.66611 | 1.6325
369 | 0.53213 | 13.3635 | 1764.0849 | 0 | 0 | 0.69923 | 0.013326 | 0.64335 | 0.016491 | 0.36369 | 0.00091891 | 0 | 0 | 0 | 0 | 0.037416 | 0.0010957 | 0.054599 | 0.00023235 | 0 | 0 | 3.259 | 0.17602 | 0.021771 | 0.013109 | 0.01506 | 0.00021779 | 0.015559 | 0.00086336 | 0.015057 | 0.00023235 | 0.01506 | 0.00018788 | 0.014874 | 4.4469e-05 | 0.5825 | 1.5893
370 | 0.56162 | 14.4831 | 2074.7954 | 0 | 0 | 0.74133 | 0.015364 | 0.59159 | 0.016491 | 0.41275 | 0.00091891 | 0 | 0 | 0 | 0 | 0.037623 | 0.0012975 | 0.056795 | 0.00027547 | 0 | 0 | 3.6868 | 0.21069 | 0.023333 | 0.015105 | 0.015268 | 0.00025843 | 0.015558 | 0.001022 | 0.015265 | 0.00027547 | 0.01506 | 0.00022276 | 0.014874 | 5.2709e-05 | 0.71341 | 1.6774
371 | 0.5115 | 15.5525 | 2154.6841 | 0 | 0 | 0.80869 | 0.016035 | 0.71184 | 0.016491 | 0.45722 | 0.00091891 | 0 | 0 | 0 | 0 | 0.037623 | 0.001348 | 0.057295 | 0.00028615 | 0 | 0 | 3.7901 | 0.21931 | 0.023646 | 0.015763 | 0.015268 | 0.00027199 | 0.015557 | 0.0010619 | 0.015265 | 0.00028615 | 0.01506 | 0.00023139 | 0.014874 | 5.4762e-05 | 0.71669 | 1.5277
372 | 0.53868 | 15.2241 | 2115.6205 | 0 | 0 | 0.83186 | 0.015738 | 0.66634 | 0.016491 | 0.43728 | 0.00091891 | 0 | 0 | 0 | 0 | 0.037623 | 0.0013328 | 0.057173 | 0.00028329 | 0 | 0 | 3.7387 | 0.215 | 0.023508 | 0.015472 | 0.015268 | 0.000266 | 0.015557 | 0.0010495 | 0.015265 | 0.00028329 | 0.01506 | 0.00022908 | 0.014874 | 5.4206e-05 | 0.67538 | 1.6089
373 | 0.51637 | 14.5092 | 1977.1158 | 0 | 0 | 0.7293 | 0.01482 | 0.65686 | 0.016491 | 0.4422 | 0.00091891 | 0 | 0 | 0 | 0 | 0.037624 | 0.0012355 | 0.056108 | 0.00026173 | 0 | 0 | 3.5521 | 0.19959 | 0.022476 | 0.014572 | 0.01506 | 0.00024753 | 0.015558 | 0.00097378 | 0.015265 | 0.00026173 | 0.01506 | 0.00021165 | 0.014874 | 5.0086e-05 | 0.63764 | 1.5422
374 | 0.64885 | 14.5907 | 1909.0251 | 0 | 0 | 0.66434 | 0.014324 | 0.67794 | 0.016491 | 0.53629 | 0.00091891 | 0 | 0 | 0 | 0 | 0.037624 | 0.0012055 | 0.055826 | 0.00025577 | 0 | 0 | 3.4595 | 0.19206 | 0.022243 | 0.014086 | 0.01506 | 0.00023758 | 0.015558 | 0.00094974 | 0.015265 | 0.00025577 | 0.01506 | 0.00020684 | 0.014873 | 4.8935e-05 | 0.45738 | 1.9379
375 | 0.55168 | 14.9266 | 2030.809 | 0 | 0 | 0.86673 | 0.01516 | 0.60096 | 0.016491 | 0.47525 | 0.00091891 | 0 | 0 | 0 | 0 | 0.037623 | 0.0012759 | 0.056571 | 0.00027093 | 0 | 0 | 3.6252 | 0.20559 | 0.022636 | 0.014906 | 0.015268 | 0.00025437 | 0.015558 | 0.001005 | 0.015265 | 0.00027093 | 0.01506 | 0.00021909 | 0.014874 | 5.1843e-05 | 0.67706 | 1.6477
376 | 0.58709 | 15.3548 | 2135.0692 | 0 | 0 | 0.74095 | 0.015893 | 0.66289 | 0.016491 | 0.51346 | 0.00091891 | 0 | 0 | 0 | 0 | 0.037622 | 0.0013553 | 0.057441 | 0.00028866 | 0 | 0 | 3.7637 | 0.2171 | 0.02358 | 0.015624 | 0.015268 | 0.00026914 | 0.015557 | 0.0010667 | 0.015265 | 0.00028866 | 0.01506 | 0.00023344 | 0.014873 | 5.522e-05 | 0.57157 | 1.7535
377 | 0.54624 | 15.9143 | 2258.3241 | 0 | 0 | 0.85295 | 0.016704 | 0.68698 | 0.016491 | 0.46354 | 0.00091891 | 0 | 0 | 0 | 0 | 0.037622 | 0.0014152 | 0.058011 | 0.00030125 | 0 | 0 | 3.9272 | 0.23089 | 0.023957 | 0.016418 | 0.015268 | 0.00028559 | 0.015556 | 0.0011139 | 0.015265 | 0.00030125 | 0.01506 | 0.0002436 | 0.014874 | 5.7651e-05 | 0.80204 | 1.6314
378 | 0.60861 | 15.3283 | 2114.0411 | 0 | 0 | 0.79358 | 0.015839 | 0.68257 | 0.016491 | 0.47355 | 0.00091891 | 0 | 0 | 0 | 0 | 0.037622 | 0.0013504 | 0.057374 | 0.00028731 | 0 | 0 | 3.7334 | 0.21456 | 0.023555 | 0.015571 | 0.015268 | 0.00026801 | 0.015557 | 0.0010631 | 0.015265 | 0.00028731 | 0.01506 | 0.00023234 | 0.014873 | 5.4968e-05 | 0.51312 | 1.8177
379 | 0.52007 | 16.7199 | 2467.8553 | 0 | 0 | 0.82661 | 0.018168 | 0.73298 | 0.019491 | 0.49465 | 0.00091891 | 0 | 0 | 0 | 0 | 0.037663 | 0.0015628 | 0.059691 | 0.00033354 | 0 | 0 | 4.1616 | 0.25106 | 0.024632 | 0.017853 | 0.015268 | 0.00031546 | 0.015597 | 0.0012293 | 0.015265 | 0.00033354 | 0.015268 | 0.00026971 | 0.014874 | 6.3824e-05 | 1.0272 | 1.5533
380 | 0.67418 | 17.2695 | 2408.185 | 0 | 0 | 0.90448 | 0.017616 | 0.73171 | 0.019491 | 0.62961 | 0.00091891 | 0 | 0 | 0 | 0 | 0.037663 | 0.0015243 | 0.059354 | 0.00032563 | 0 | 0 | 4.0885 | 0.24472 | 0.024379 | 0.017312 | 0.015268 | 0.00030416 | 0.015597 | 0.0011986 | 0.015265 | 0.00032563 | 0.015268 | 0.00026333 | 0.014873 | 6.2296e-05 | 0.76479 | 2.0136
381 | 0.59005 | 13.6609 | 1771.5815 | 0 | 0 | 0.73133 | 0.013242 | 0.59425 | 0.016491 | 0.45895 | 0.00091891 | 0 | 0 | 0 | 0 | 0.037416 | 0.0010855 | 0.054298 | 0.00022993 | 0 | 0 | 3.2734 | 0.17716 | 0.02173 | 0.013025 | 0.01506 | 0.00021609 | 0.015559 | 0.00085561 | 0.015057 | 0.00022993 | 0.014888 | 0.00018593 | 0.014874 | 4.4001e-05 | 0.52192 | 1.7623
382 | 0.58984 | 15.6174 | 2181.7976 | 0 | 0 | 0.89001 | 0.016214 | 0.65772 | 0.016491 | 0.45689 | 0.00091891 | 0 | 0 | 0 | 0 | 0.037622 | 0.0013692 | 0.057539 | 0.00029116 | 0 | 0 | 3.8259 | 0.22232 | 0.02373 | 0.015939 | 0.015268 | 0.00027566 | 0.015557 | 0.001078 | 0.015265 | 0.00029116 | 0.01506 | 0.00023545 | 0.014874 | 5.5718e-05 | 0.9144 | 1.7617
383 | 0.55304 | 14.8616 | 2146.1565 | 0 | 0 | 0.76613 | 0.015946 | 0.61683 | 0.016491 | 0.41179 | 0.00091891 | 0 | 0 | 0 | 0 | 0.037622 | 0.0013581 | 0.057451 | 0.00028897 | 0 | 0 | 3.7791 | 0.21838 | 0.023605 | 0.015676 | 0.015268 | 0.00027018 | 0.015557 | 0.0010692 | 0.015265 | 0.00028897 | 0.01506 | 0.00023368 | 0.014873 | 5.5286e-05 | 0.58161 | 1.6518
384 | 0.54841 | 15.5836 | 2167.4528 | 0 | 0 | 0.89487 | 0.016093 | 0.64648 | 0.016491 | 0.46762 | 0.00091891 | 0 | 0 | 0 | 0 | 0.037622 | 0.0013562 | 0.057401 | 0.00028832 | 0 | 0 | 3.8077 | 0.22078 | 0.023673 | 0.01582 | 0.015268 | 0.0002732 | 0.015557 | 0.0010679 | 0.015265 | 0.00028832 | 0.01506 | 0.00023314 | 0.014874 | 5.5177e-05 | 0.76929 | 1.6379
385 | 0.47862 | 14.2925 | 1933.2399 | 0 | 0 | 0.81096 | 0.014496 | 0.6435 | 0.016491 | 0.38728 | 0.00091891 | 0 | 0 | 0 | 0 | 0.037624 | 0.0011935 | 0.055631 | 0.00025253 | 0 | 0 | 3.4934 | 0.1948 | 0.022324 | 0.014255 | 0.01506 | 0.00024108 | 0.015559 | 0.00094102 | 0.015265 | 0.00025253 | 0.01506 | 0.0002042 | 0.014874 | 4.8331e-05 | 0.67664 | 1.4295
386 | 0.52536 | 14.1361 | 1880.858 | 0 | 0 | 0.81454 | 0.014134 | 0.64022 | 0.016491 | 0.39252 | 0.00091891 | 0 | 0 | 0 | 0 | 0.037416 | 0.0011644 | 0.055324 | 0.00024642 | 0 | 0 | 3.4214 | 0.18898 | 0.022153 | 0.0139 | 0.01506 | 0.00023384 | 0.015559 | 0.00091799 | 0.015057 | 0.00024642 | 0.01506 | 0.00019925 | 0.014874 | 4.7161e-05 | 0.59174 | 1.5691
387 | 0.55908 | 14.6359 | 2044.8949 | 0 | 0 | 0.79918 | 0.015255 | 0.66053 | 0.016491 | 0.37267 | 0.00091891 | 0 | 0 | 0 | 0 | 0.037623 | 0.0012927 | 0.056762 | 0.00027464 | 0 | 0 | 3.6439 | 0.20714 | 0.023282 | 0.014999 | 0.015268 | 0.00025626 | 0.015558 | 0.001018 | 0.015265 | 0.00027464 | 0.01506 | 0.0002221 | 0.014873 | 5.2545e-05 | 0.66613 | 1.6698
388 | 0.51456 | 16.9082 | 2501.9127 | 0 | 0 | 0.87188 | 0.018326 | 0.76534 | 0.019491 | 0.4549 | 0.00091891 | 0 | 0 | 0 | 0 | 0.037662 | 0.0015933 | 0.060036 | 0.00034099 | 0 | 0 | 4.2064 | 0.25497 | 0.024704 | 0.018007 | 0.015268 | 0.00031872 | 0.015597 | 0.0012523 | 0.015265 | 0.00034099 | 0.015268 | 0.00027575 | 0.014873 | 6.5232e-05 | 0.75674 | 1.5368
389 | 0.50925 | 14.4097 | 1932.3078 | 0 | 0 | 0.84419 | 0.014488 | 0.63945 | 0.016491 | 0.40126 | 0.00091891 | 0 | 0 | 0 | 0 | 0.037624 | 0.0011973 | 0.05568 | 0.0002534 | 0 | 0 | 3.492 | 0.19469 | 0.02232 | 0.014247 | 0.01506 | 0.00024091 | 0.015559 | 0.00094389 | 0.015265 | 0.0002534 | 0.01506 | 0.00020491 | 0.014874 | 4.8497e-05 | 0.8076 | 1.521
390 | 0.55677 | 15.7602 | 2283.8278 | 0 | 0 | 0.80276 | 0.01688 | 0.72351 | 0.016491 | 0.3992 | 0.00091891 | 0 | 0 | 0 | 0 | 0.037664 | 0.0014413 | 0.058301 | 0.00030729 | 0 | 0 | 3.9601 | 0.23369 | 0.024039 | 0.016591 | 0.015268 | 0.00028917 | 0.015598 | 0.001134 | 0.015265 | 0.00030729 | 0.01506 | 0.00024849 | 0.014874 | 5.88e-05 | 0.76364 | 1.6629
391 | 0.52066 | 16.857 | 2578.4651 | 0 | 0 | 0.79466 | 0.018702 | 0.74978 | 0.019491 | 0.44418 | 0.00091891 | 0 | 0 | 0 | 0 | 0.037662 | 0.0016231 | 0.060287 | 0.00034697 | 0 | 0 | 4.3072 | 0.26381 | 0.024876 | 0.018375 | 0.015268 | 0.0003264 | 0.015597 | 0.0012761 | 0.015265 | 0.00034697 | 0.015268 | 0.00028058 | 0.014874 | 6.6386e-05 | 0.91064 | 1.555
392 | 0.43351 | 16.0404 | 2145.1853 | 0 | 0 | 0.92375 | 0.015909 | 0.69997 | 0.016491 | 0.52788 | 0.00091891 | 0 | 0 | 0 | 0 | 0.037623 | 0.001335 | 0.057157 | 0.0002833 | 0 | 0 | 3.7792 | 0.21839 | 0.023588 | 0.01564 | 0.015268 | 0.00026945 | 0.015557 | 0.0010517 | 0.015265 | 0.0002833 | 0.01506 | 0.00022908 | 0.014874 | 5.4217e-05 | 0.84243 | 1.2948
393 | 0.6913 | 15.172 | 2042.7988 | 0 | 0 | 0.72027 | 0.015132 | 0.66606 | 0.016491 | 0.54886 | 0.00091891 | 0 | 0 | 0 | 0 | 0.037623 | 0.0012856 | 0.056696 | 0.00027328 | 0 | 0 | 3.6439 | 0.20714 | 0.022622 | 0.014878 | 0.015268 | 0.00025376 | 0.015558 | 0.0010123 | 0.015265 | 0.00027328 | 0.01506 | 0.00022099 | 0.014873 | 5.2287e-05 | 0.55808 | 2.0647
394 | 0.56808 | 14.1391 | 1835.526 | 0 | 0 | 0.72907 | 0.013779 | 0.65804 | 0.016491 | 0.46407 | 0.00091891 | 0 | 0 | 0 | 0 | 0.037416 | 0.0011309 | 0.054962 | 0.00023939 | 0 | 0 | 3.36 | 0.18405 | 0.021985 | 0.013553 | 0.01506 | 0.00022677 | 0.015559 | 0.0008915 | 0.015057 | 0.00023939 | 0.01506 | 0.00019357 | 0.014874 | 4.5816e-05 | 0.63221 | 1.6967
395 | 0.66099 | 14.6981 | 1985.3536 | 0 | 0 | 0.70542 | 0.014712 | 0.65051 | 0.016491 | 0.50095 | 0.00091891 | 0 | 0 | 0 | 0 | 0.037624 | 0.0012374 | 0.056158 | 0.00026252 | 0 | 0 | 3.5674 | 0.20084 | 0.022425 | 0.014466 | 0.01506 | 0.00024534 | 0.015558 | 0.0009749 | 0.015265 | 0.00026252 | 0.01506 | 0.00021229 | 0.014874 | 5.0234e-05 | 0.54993 | 1.9742
396 | 0.58626 | 14.8951 | 2055.9646 | 0 | 0 | 0.82266 | 0.015332 | 0.66341 | 0.016491 | 0.4114 | 0.00091891 | 0 | 0 | 0 | 0 | 0.037623 | 0.0012917 | 0.056743 | 0.00027444 | 0 | 0 | 3.659 | 0.20838 | 0.023318 | 0.015074 | 0.015268 | 0.00025783 | 0.015558 | 0.0010173 | 0.015265 | 0.00027444 | 0.01506 | 0.00022192 | 0.014874 | 5.2513e-05 | 0.62143 | 1.751
397 | 0.46975 | 16.7874 | 2462.7433 | 0 | 0 | 0.91121 | 0.017993 | 0.75896 | 0.019491 | 0.43574 | 0.00091891 | 0 | 0 | 0 | 0 | 0.037663 | 0.0015315 | 0.059358 | 0.00032641 | 0 | 0 | 4.1591 | 0.25084 | 0.024552 | 0.017681 | 0.015268 | 0.00031189 | 0.015597 | 0.0012051 | 0.015265 | 0.00032641 | 0.015268 | 0.00026394 | 0.014874 | 6.247e-05 | 0.9639 | 1.403
398 | 0.59864 | 15.9484 | 2265.2238 | 0 | 0 | 0.87202 | 0.016762 | 0.66834 | 0.016491 | 0.47411 | 0.00091891 | 0 | 0 | 0 | 0 | 0.037664 | 0.0014318 | 0.058192 | 0.0003049 | 0 | 0 | 3.9356 | 0.23161 | 0.023984 | 0.016475 | 0.015268 | 0.00028673 | 0.015598 | 0.0011269 | 0.015265 | 0.0003049 | 0.01506 | 0.00024656 | 0.014874 | 5.834e-05 | 0.60637 | 1.788
399 | 0.54878 | 14.6098 | 1921.8934 | 0 | 0 | 0.79061 | 0.014412 | 0.63357 | 0.016491 | 0.49858 | 0.00091891 | 0 | 0 | 0 | 0 | 0.037624 | 0.0012254 | 0.056067 | 0.00026074 | 0 | 0 | 3.4768 | 0.19346 | 0.022284 | 0.014172 | 0.01506 | 0.00023933 | 0.015558 | 0.00096464 | 0.015265 | 0.00026074 | 0.01506 | 0.0002108 | 0.014874 | 4.9935e-05 | 0.71663 | 1.639
400 | 0.5104 | 15.9863 | 2264.4205 | 0 | 0 | 0.89814 | 0.016752 | 0.70714 | 0.016491 | 0.42939 | 0.00091891 | 0 | 0 | 0 | 0 | 0.037622 | 0.0014154 | 0.057976 | 0.00030064 | 0 | 0 | 3.9351 | 0.23157 | 0.023979 | 0.016465 | 0.015268 | 0.0002865 | 0.015556 | 0.0011148 | 0.015265 | 0.00030064 | 0.01506 | 0.00024311 | 0.014874 | 5.7536e-05 | 1.0103 | 1.5244
401 | 0.50923 | 17.2829 | 2606.9522 | 0 | 0 | 0.85144 | 0.01894 | 0.75644 | 0.019491 | 0.48867 | 0.00091891 | 0 | 0 | 0 | 0 | 0.037662 | 0.0016309 | 0.060333 | 0.00034835 | 0 | 0 | 4.3423 | 0.26691 | 0.024985 | 0.018609 | 0.015268 | 0.00033133 | 0.015597 | 0.0012825 | 0.015265 | 0.00034835 | 0.015268 | 0.00028169 | 0.014874 | 6.6658e-05 | 1.15 | 1.5209
402 | 0.46038 | 17.5133 | 2642.913 | 0 | 0 | 0.99826 | 0.019199 | 0.76569 | 0.019491 | 0.42131 | 0.00091891 | 0 | 0 | 0 | 0 | 0.037662 | 0.0016488 | 0.060486 | 0.00035207 | 0 | 0 | 4.3872 | 0.27089 | 0.025739 | 0.018863 | 0.015268 | 0.00033669 | 0.015597 | 0.0012967 | 0.015265 | 0.00035207 | 0.015268 | 0.0002847 | 0.014874 | 6.7376e-05 | 0.86413 | 1.375
403 | 0.59891 | 15.6148 | 2259.4567 | 0 | 0 | 0.86418 | 0.016702 | 0.61528 | 0.016491 | 0.45266 | 0.00091891 | 0 | 0 | 0 | 0 | 0.037664 | 0.0014295 | 0.05818 | 0.00030459 | 0 | 0 | 3.9285 | 0.231 | 0.023956 | 0.016416 | 0.015268 | 0.00028552 | 0.015598 | 0.0011249 | 0.015265 | 0.00030459 | 0.01506 | 0.00024631 | 0.014874 | 5.8278e-05 | 0.79261 | 1.7888
404 | 0.46807 | 16.0308 | 2217.6498 | 0 | 0 | 0.82215 | 0.016441 | 0.7092 | 0.016491 | 0.52137 | 0.00091891 | 0 | 0 | 0 | 0 | 0.037622 | 0.0013943 | 0.057802 | 0.00029671 | 0 | 0 | 3.8735 | 0.22633 | 0.023835 | 0.01616 | 0.015268 | 0.00028023 | 0.015557 | 0.0010976 | 0.015265 | 0.00029671 | 0.01506 | 0.00023993 | 0.014874 | 5.6781e-05 | 0.69221 | 1.398
405 | 0.57075 | 15.6883 | 2061.4126 | 0 | 0 | 0.83926 | 0.015354 | 0.69571 | 0.016491 | 0.56276 | 0.00091891 | 0 | 0 | 0 | 0 | 0.037623 | 0.0012989 | 0.056818 | 0.00027588 | 0 | 0 | 3.6666 | 0.20901 | 0.023329 | 0.015096 | 0.015268 | 0.00025824 | 0.015558 | 0.001023 | 0.015265 | 0.00027588 | 0.01506 | 0.00022309 | 0.014874 | 5.2785e-05 | 0.59264 | 1.7047
406 | 0.64784 | 14.1894 | 1876.9905 | 0 | 0 | 0.75388 | 0.014104 | 0.65183 | 0.016491 | 0.43421 | 0.00091891 | 0 | 0 | 0 | 0 | 0.037624 | 0.00118 | 0.055523 | 0.00024992 | 0 | 0 | 3.4156 | 0.18851 | 0.022139 | 0.013871 | 0.01506 | 0.00023319 | 0.015559 | 0.00093009 | 0.015265 | 0.00024992 | 0.01506 | 0.0002021 | 0.014874 | 4.7821e-05 | 0.56981 | 1.9349
407 | 0.60852 | 14.9955 | 2094.453 | 0 | 0 | 0.77712 | 0.015594 | 0.67601 | 0.016491 | 0.42058 | 0.00091891 | 0 | 0 | 0 | 0 | 0.037623 | 0.0013229 | 0.057079 | 0.00028125 | 0 | 0 | 3.7104 | 0.21265 | 0.02344 | 0.015331 | 0.015268 | 0.00026308 | 0.015557 | 0.0010416 | 0.015265 | 0.00028125 | 0.01506 | 0.00022744 | 0.014874 | 5.3811e-05 | 0.66691 | 1.8175
408 | 0.6085 | 15.6809 | 2224.7868 | 0 | 0 | 0.77987 | 0.01648 | 0.6846 | 0.016491 | 0.47824 | 0.00091891 | 0 | 0 | 0 | 0 | 0.037622 | 0.0013968 | 0.057809 | 0.00029691 | 0 | 0 | 3.8831 | 0.22715 | 0.023853 | 0.016199 | 0.015268 | 0.000281 | 0.015557 | 0.0010999 | 0.015265 | 0.00029691 | 0.01506 | 0.00024009 | 0.014874 | 5.6823e-05 | 0.89254 | 1.8174
409 | 0.517 | 16.1538 | 2193.9557 | 0 | 0 | 0.92338 | 0.016274 | 0.68452 | 0.016491 | 0.53385 | 0.00091891 | 0 | 0 | 0 | 0 | 0.037622 | 0.0013714 | 0.057537 | 0.00029117 | 0 | 0 | 3.8427 | 0.22373 | 0.023758 | 0.015997 | 0.015268 | 0.00027683 | 0.015557 | 0.0010802 | 0.015265 | 0.00029117 | 0.01506 | 0.00023545 | 0.014874 | 5.5713e-05 | 0.93966 | 1.5441
410 | 0.59066 | 16.4895 | 2320.2552 | 0 | 0 | 0.93195 | 0.016967 | 0.7052 | 0.019491 | 0.51153 | 0.00091891 | 0 | 0 | 0 | 0 | 0.037664 | 0.0014449 | 0.058297 | 0.00030734 | 0 | 0 | 3.9767 | 0.23511 | 0.024079 | 0.016676 | 0.015268 | 0.00029087 | 0.015598 | 0.0011375 | 0.015265 | 0.00030734 | 0.01506 | 0.00024853 | 0.014874 | 5.8811e-05 | 0.79885 | 1.7641
411 | 0.59072 | 14.6285 | 1983.097 | 0 | 0 | 0.82504 | 0.014857 | 0.61502 | 0.016491 | 0.45116 | 0.00091891 | 0 | 0 | 0 | 0 | 0.037623 | 0.0012555 | 0.056368 | 0.00026668 | 0 | 0 | 3.5598 | 0.20022 | 0.022494 | 0.014609 | 0.01506 | 0.00024827 | 0.015558 | 0.00098878 | 0.015265 | 0.00026668 | 0.01506 | 0.00021565 | 0.014874 | 5.1028e-05 | 0.63574 | 1.7643
412 | 0.57053 | 16.0394 | 2207.8078 | 0 | 0 | 0.8902 | 0.016366 | 0.6858 | 0.016491 | 0.51325 | 0.00091891 | 0 | 0 | 0 | 0 | 0.037622 | 0.001389 | 0.057733 | 0.00029519 | 0 | 0 | 3.8607 | 0.22525 | 0.0238 | 0.016088 | 0.015268 | 0.00027868 | 0.015557 | 0.0010938 | 0.015265 | 0.00029519 | 0.01506 | 0.00023871 | 0.014874 | 5.6486e-05 | 0.7096 | 1.704
413 | 0.56468 | 15.3541 | 2191.2535 | 0 | 0 | 0.91653 | 0.016233 | 0.61826 | 0.016491 | 0.40613 | 0.00091891 | 0 | 0 | 0 | 0 | 0.037622 | 0.0013653 | 0.057478 | 0.00029004 | 0 | 0 | 3.8398 | 0.22349 | 0.023739 | 0.015957 | 0.015268 | 0.00027604 | 0.015557 | 0.0010752 | 0.015265 | 0.00029004 | 0.01506 | 0.00023453 | 0.014874 | 5.5507e-05 | 0.96401 | 1.6865
414 | 0.5599 | 15.8449 | 2431.5618 | 0 | 0 | 0.7605 | 0.01786 | 0.66262 | 0.019491 | 0.41325 | 0.00091891 | 0 | 0 | 0 | 0 | 0.037663 | 0.001553 | 0.059636 | 0.00033184 | 0 | 0 | 4.1162 | 0.24712 | 0.024491 | 0.017551 | 0.015268 | 0.00030911 | 0.015597 | 0.0012212 | 0.015265 | 0.00033184 | 0.015268 | 0.00026836 | 0.014873 | 6.3478e-05 | 0.59971 | 1.6722
415 | 0.5669 | 15.5768 | 2271.3715 | 0 | 0 | 0.7741 | 0.01695 | 0.62652 | 0.016491 | 0.47992 | 0.00091891 | 0 | 0 | 0 | 0 | 0.037663 | 0.001455 | 0.058657 | 0.00031035 | 0 | 0 | 3.9396 | 0.23195 | 0.024071 | 0.016659 | 0.015268 | 0.00029057 | 0.015598 | 0.0011447 | 0.015265 | 0.00031035 | 0.015268 | 0.00025097 | 0.014874 | 5.9379e-05 | 0.64976 | 1.6932
416 | 0.63782 | 15.882 | 2222.2037 | 0 | 0 | 0.87299 | 0.016529 | 0.68903 | 0.016491 | 0.47099 | 0.00091891 | 0 | 0 | 0 | 0 | 0.037622 | 0.0014163 | 0.058053 | 0.00030176 | 0 | 0 | 3.8775 | 0.22668 | 0.023876 | 0.016247 | 0.015268 | 0.00028201 | 0.015556 | 0.0011145 | 0.015265 | 0.00030176 | 0.01506 | 0.00024402 | 0.014873 | 5.7733e-05 | 0.55109 | 1.905
417 | 0.53868 | 16.8132 | 2512.2818 | 0 | 0 | 0.9539 | 0.01826 | 0.71364 | 0.019491 | 0.4229 | 0.00091891 | 0 | 0 | 0 | 0 | 0.037663 | 0.0015714 | 0.05976 | 0.00033512 | 0 | 0 | 4.2235 | 0.25646 | 0.024674 | 0.017942 | 0.015268 | 0.0003173 | 0.015597 | 0.0012363 | 0.015265 | 0.00033512 | 0.015268 | 0.000271 | 0.014874 | 6.4125e-05 | 0.78695 | 1.6089
418 | 0.51502 | 16.4409 | 2414.7581 | 0 | 0 | 0.93313 | 0.017681 | 0.68415 | 0.019491 | 0.44773 | 0.00091891 | 0 | 0 | 0 | 0 | 0.037663 | 0.0015111 | 0.059162 | 0.00032182 | 0 | 0 | 4.097 | 0.24546 | 0.024408 | 0.017375 | 0.015268 | 0.00030545 | 0.015598 | 0.0011893 | 0.015265 | 0.00032182 | 0.015268 | 0.00026024 | 0.014874 | 6.1585e-05 | 0.81196 | 1.5382
419 | 0.59271 | 16.7358 | 2421.5642 | 0 | 0 | 0.84894 | 0.017647 | 0.67612 | 0.019491 | 0.57408 | 0.00091891 | 0 | 0 | 0 | 0 | 0.037663 | 0.0015203 | 0.059294 | 0.00032444 | 0 | 0 | 4.1074 | 0.24636 | 0.024393 | 0.017342 | 0.015268 | 0.00030477 | 0.015598 | 0.0011958 | 0.015265 | 0.00032444 | 0.015268 | 0.00026237 | 0.014874 | 6.2076e-05 | 0.78091 | 1.7702
420 | 0.57832 | 14.9201 | 2082.177 | 0 | 0 | 0.77114 | 0.015471 | 0.67434 | 0.016491 | 0.41619 | 0.00091891 | 0 | 0 | 0 | 0 | 0.037623 | 0.0013089 | 0.056922 | 0.00027808 | 0 | 0 | 3.6951 | 0.21137 | 0.023383 | 0.01521 | 0.015268 | 0.0002606 | 0.015557 | 0.0010308 | 0.015265 | 0.00027808 | 0.01506 | 0.00022487 | 0.014874 | 5.3213e-05 | 0.69427 | 1.7273
421 | 0.52213 | 15.7877 | 2130.4497 | 0 | 0 | 0.74843 | 0.015838 | 0.71113 | 0.016491 | 0.57227 | 0.00091891 | 0 | 0 | 0 | 0 | 0.037622 | 0.0013533 | 0.057414 | 0.00028812 | 0 | 0 | 3.7581 | 0.21663 | 0.023554 | 0.01557 | 0.015268 | 0.000268 | 0.015557 | 0.0010651 | 0.015265 | 0.00028812 | 0.01506 | 0.000233 | 0.014873 | 5.5121e-05 | 0.56722 | 1.5595
422 | 0.59668 | 15.2757 | 2142.7629 | 0 | 0 | 0.75672 | 0.015923 | 0.64599 | 0.016491 | 0.49459 | 0.00091891 | 0 | 0 | 0 | 0 | 0.037622 | 0.0013532 | 0.057384 | 0.00028765 | 0 | 0 | 3.7746 | 0.21801 | 0.023594 | 0.015653 | 0.015268 | 0.00026971 | 0.015557 | 0.0010655 | 0.015265 | 0.00028765 | 0.01506 | 0.00023262 | 0.014874 | 5.5039e-05 | 0.72594 | 1.7821
423 | 0.50798 | 13.8356 | 1855.0475 | 0 | 0 | 0.77597 | 0.01396 | 0.59663 | 0.016491 | 0.40581 | 0.00091891 | 0 | 0 | 0 | 0 | 0.037416 | 0.0011478 | 0.055148 | 0.00024298 | 0 | 0 | 3.3857 | 0.18611 | 0.022071 | 0.01373 | 0.01506 | 0.00023038 | 0.015559 | 0.00090483 | 0.015057 | 0.00024298 | 0.01506 | 0.00019648 | 0.014874 | 4.6504e-05 | 0.64627 | 1.5172
424 | 0.66037 | 14.1519 | 1892.3049 | 0 | 0 | 0.75251 | 0.014084 | 0.58644 | 0.016491 | 0.4763 | 0.00091891 | 0 | 0 | 0 | 0 | 0.037624 | 0.0011763 | 0.055504 | 0.00024952 | 0 | 0 | 3.4402 | 0.1905 | 0.022129 | 0.013851 | 0.01506 | 0.00023283 | 0.015559 | 0.00092675 | 0.015265 | 0.00024952 | 0.01506 | 0.00020178 | 0.014873 | 4.7737e-05 | 0.53443 | 1.9723
425 | 0.54447 | 15.2333 | 2031.4099 | 0 | 0 | 0.77544 | 0.015106 | 0.65017 | 0.016491 | 0.55664 | 0.00091891 | 0 | 0 | 0 | 0 | 0.037623 | 0.0012704 | 0.0565 | 0.00026952 | 0 | 0 | 3.6276 | 0.20579 | 0.02261 | 0.014852 | 0.015268 | 0.00025324 | 0.015558 | 0.0010009 | 0.015265 | 0.00026952 | 0.01506 | 0.00021795 | 0.014874 | 5.1575e-05 | 0.75369 | 1.6262
426 | 0.51086 | 16.4359 | 2444.5228 | 0 | 0 | 0.91366 | 0.017807 | 0.70461 | 0.019491 | 0.41363 | 0.00091891 | 0 | 0 | 0 | 0 | 0.037663 | 0.0015164 | 0.0592 | 0.00032281 | 0 | 0 | 4.1373 | 0.24895 | 0.024466 | 0.017499 | 0.015268 | 0.00030805 | 0.015598 | 0.0011936 | 0.015265 | 0.00032281 | 0.015268 | 0.00026104 | 0.014874 | 6.1777e-05 | 0.94578 | 1.5258
427 | 0.58164 | 14.0655 | 1764.8052 | 0 | 0 | 0.77753 | 0.013332 | 0.62938 | 0.016491 | 0.50503 | 0.00091891 | 0 | 0 | 0 | 0 | 0.037416 | 0.0010898 | 0.054511 | 0.0002308 | 0 | 0 | 3.2602 | 0.17611 | 0.021773 | 0.013114 | 0.01506 | 0.0002179 | 0.015559 | 0.00085895 | 0.015057 | 0.0002308 | 0.01506 | 0.00018663 | 0.014874 | 4.4172e-05 | 0.49185 | 1.7372
428 | 0.47773 | 13.663 | 1773.3941 | 0 | 0 | 0.82446 | 0.013191 | 0.58321 | 0.016491 | 0.41137 | 0.00091891 | 0 | 0 | 0 | 0 | 0.037416 | 0.0010735 | 0.054143 | 0.00022719 | 0 | 0 | 3.2779 | 0.17752 | 0.021706 | 0.012976 | 0.01506 | 0.0002151 | 0.015559 | 0.00084636 | 0.015057 | 0.00022719 | 0.014888 | 0.00018371 | 0.014874 | 4.3481e-05 | 0.6847 | 1.4268
429 | 0.59587 | 15.2952 | 2188.9556 | 0 | 0 | 0.88297 | 0.016236 | 0.61793 | 0.016491 | 0.4144 | 0.00091891 | 0 | 0 | 0 | 0 | 0.037622 | 0.0013868 | 0.057745 | 0.00029523 | 0 | 0 | 3.8356 | 0.22314 | 0.02374 | 0.01596 | 0.015268 | 0.00027604 | 0.015557 | 0.0010916 | 0.015265 | 0.00029523 | 0.01506 | 0.00023874 | 0.014874 | 5.6488e-05 | 0.57954 | 1.7797
430 | 0.53321 | 15.0413 | 2108.6614 | 0 | 0 | 0.78157 | 0.015706 | 0.67714 | 0.016491 | 0.41707 | 0.00091891 | 0 | 0 | 0 | 0 | 0.037623 | 0.0013208 | 0.05703 | 0.00028054 | 0 | 0 | 3.7293 | 0.21422 | 0.023493 | 0.015441 | 0.015268 | 0.00026537 | 0.015557 | 0.0010402 | 0.015265 | 0.00028054 | 0.01506 | 0.00022685 | 0.014874 | 5.3689e-05 | 0.72775 | 1.5925
431 | 0.63021 | 15.31 | 2194.1872 | 0 | 0 | 0.75807 | 0.016272 | 0.68515 | 0.016491 | 0.42241 | 0.00091891 | 0 | 0 | 0 | 0 | 0.037622 | 0.001386 | 0.057726 | 0.00029488 | 0 | 0 | 3.8426 | 0.22373 | 0.023757 | 0.015996 | 0.015268 | 0.00027679 | 0.015557 | 0.0010911 | 0.015265 | 0.00029488 | 0.01506 | 0.00023846 | 0.014874 | 5.6422e-05 | 0.6324 | 1.8823
432 | 0.62429 | 17.1411 | 2534.0079 | 0 | 0 | 0.78042 | 0.018404 | 0.6846 | 0.019491 | 0.6227 | 0.00091891 | 0 | 0 | 0 | 0 | 0.037662 | 0.0015967 | 0.060033 | 0.00034106 | 0 | 0 | 4.2509 | 0.25886 | 0.02474 | 0.018083 | 0.015268 | 0.00032025 | 0.015597 | 0.0012556 | 0.015265 | 0.00034106 | 0.015268 | 0.00027581 | 0.014874 | 6.5253e-05 | 0.9466 | 1.8646
433 | 0.63746 | 15.1481 | 2088.8963 | 0 | 0 | 0.84136 | 0.015558 | 0.70152 | 0.016491 | 0.39877 | 0.00091891 | 0 | 0 | 0 | 0 | 0.037623 | 0.0013185 | 0.057029 | 0.00028027 | 0 | 0 | 3.7029 | 0.21202 | 0.023424 | 0.015296 | 0.015268 | 0.00026237 | 0.015557 | 0.0010382 | 0.015265 | 0.00028027 | 0.01506 | 0.00022664 | 0.014874 | 5.3628e-05 | 0.78409 | 1.9039
434 | 0.52368 | 15.8837 | 2150.6303 | 0 | 0 | 0.8541 | 0.015978 | 0.63831 | 0.016491 | 0.58889 | 0.00091891 | 0 | 0 | 0 | 0 | 0.037622 | 0.0013509 | 0.057348 | 0.00028707 | 0 | 0 | 3.7853 | 0.2189 | 0.02362 | 0.015707 | 0.015268 | 0.00027083 | 0.015557 | 0.0010638 | 0.015265 | 0.00028707 | 0.01506 | 0.00023213 | 0.014874 | 5.4932e-05 | 0.65806 | 1.5641
435 | 0.50848 | 15.6489 | 2286.578 | 0 | 0 | 0.84819 | 0.016902 | 0.6513 | 0.016491 | 0.41377 | 0.00091891 | 0 | 0 | 0 | 0 | 0.037664 | 0.001427 | 0.058098 | 0.00030332 | 0 | 0 | 3.9641 | 0.23404 | 0.024049 | 0.016612 | 0.015268 | 0.00028958 | 0.015598 | 0.0011237 | 0.015265 | 0.00030332 | 0.01506 | 0.00024527 | 0.014874 | 5.8052e-05 | 0.83145 | 1.5187
436 | 0.42325 | 15.7486 | 2269.6471 | 0 | 0 | 0.80392 | 0.016822 | 0.72439 | 0.016491 | 0.40622 | 0.00091891 | 0 | 0 | 0 | 0 | 0.037664 | 0.0014248 | 0.058091 | 0.00030304 | 0 | 0 | 3.9409 | 0.23206 | 0.024012 | 0.016534 | 0.015268 | 0.00028797 | 0.015598 | 0.0011217 | 0.015265 | 0.00030304 | 0.01506 | 0.00024504 | 0.014874 | 5.7996e-05 | 1.0054 | 1.2641
437 | 0.55602 | 15.5814 | 2165.8161 | 0 | 0 | 0.75883 | 0.016078 | 0.63014 | 0.016491 | 0.56731 | 0.00091891 | 0 | 0 | 0 | 0 | 0.037622 | 0.0013762 | 0.057664 | 0.00029334 | 0 | 0 | 3.805 | 0.22056 | 0.023666 | 0.015805 | 0.015268 | 0.00027288 | 0.015557 | 0.0010829 | 0.015265 | 0.00029334 | 0.01506 | 0.00023722 | 0.014873 | 5.6117e-05 | 0.49971 | 1.6607
438 | 0.48979 | 16.0424 | 2221.2825 | 0 | 0 | 0.78438 | 0.016378 | 0.69869 | 0.016491 | 0.55342 | 0.00091891 | 0 | 0 | 0 | 0 | 0.037622 | 0.0013926 | 0.057781 | 0.00029616 | 0 | 0 | 3.8804 | 0.22692 | 0.023806 | 0.016099 | 0.015268 | 0.00027893 | 0.015557 | 0.0010964 | 0.015265 | 0.00029616 | 0.01506 | 0.00023949 | 0.014874 | 5.6668e-05 | 0.85804 | 1.4629
439 | 0.58716 | 13.9066 | 1848.8974 | 0 | 0 | 0.7472 | 0.013858 | 0.6287 | 0.016491 | 0.41329 | 0.00091891 | 0 | 0 | 0 | 0 | 0.037416 | 0.0011595 | 0.055317 | 0.00024587 | 0 | 0 | 3.3782 | 0.18551 | 0.022023 | 0.01363 | 0.01506 | 0.0002283 | 0.015559 | 0.00091367 | 0.015057 | 0.00024587 | 0.01506 | 0.00019882 | 0.014874 | 4.7048e-05 | 0.4479 | 1.7537
440 | 0.51304 | 16.8989 | 2467.9086 | 0 | 0 | 0.91152 | 0.017964 | 0.68537 | 0.019491 | 0.53208 | 0.00091891 | 0 | 0 | 0 | 0 | 0.037663 | 0.0015358 | 0.059405 | 0.00032735 | 0 | 0 | 4.1671 | 0.25154 | 0.024539 | 0.017653 | 0.015268 | 0.00031127 | 0.015597 | 0.0012084 | 0.015265 | 0.00032735 | 0.015268 | 0.0002647 | 0.014874 | 6.2649e-05 | 0.76734 | 1.5323
441 | 0.58427 | 15.3238 | 2211.3661 | 0 | 0 | 0.82172 | 0.016386 | 0.67252 | 0.016491 | 0.38655 | 0.00091891 | 0 | 0 | 0 | 0 | 0.037622 | 0.0014107 | 0.058021 | 0.00030091 | 0 | 0 | 3.8649 | 0.22561 | 0.02381 | 0.016107 | 0.015268 | 0.0002791 | 0.015557 | 0.0011098 | 0.015265 | 0.00030091 | 0.01506 | 0.00024334 | 0.014873 | 5.7566e-05 | 0.53604 | 1.7451
442 | 0.64522 | 14.1988 | 1870.604 | 0 | 0 | 0.73178 | 0.014072 | 0.66045 | 0.016491 | 0.44688 | 0.00091891 | 0 | 0 | 0 | 0 | 0.037624 | 0.0011828 | 0.055578 | 0.00025085 | 0 | 0 | 3.4063 | 0.18777 | 0.022124 | 0.013839 | 0.01506 | 0.00023255 | 0.015559 | 0.00093191 | 0.015265 | 0.00025085 | 0.01506 | 0.00020286 | 0.014873 | 4.7991e-05 | 0.49138 | 1.9271
443 | 0.61519 | 13.5341 | 1715.0045 | 0 | 0 | 0.74856 | 0.012859 | 0.61796 | 0.016491 | 0.44131 | 0.00091891 | 0 | 0 | 0 | 0 | 0.037416 | 0.0010607 | 0.054041 | 0.00022491 | 0 | 0 | 3.1932 | 0.17084 | 0.021548 | 0.01265 | 0.01506 | 0.0002085 | 0.015559 | 0.00083576 | 0.015057 | 0.00022491 | 0.014888 | 0.00018187 | 0.014873 | 4.3032e-05 | 0.55142 | 1.8374
444 | 0.48599 | 14.5025 | 2006.1436 | 0 | 0 | 0.72747 | 0.015 | 0.59997 | 0.016491 | 0.47477 | 0.00091891 | 0 | 0 | 0 | 0 | 0.037623 | 0.0012656 | 0.056474 | 0.00026887 | 0 | 0 | 3.5915 | 0.20282 | 0.022561 | 0.014749 | 0.015268 | 0.00025115 | 0.015558 | 0.00099673 | 0.015265 | 0.00026887 | 0.01506 | 0.00021742 | 0.014874 | 5.1448e-05 | 0.56545 | 1.4515
445 | 0.45584 | 14.543 | 2010.9381 | 0 | 0 | 0.75412 | 0.014985 | 0.63945 | 0.016491 | 0.42448 | 0.00091891 | 0 | 0 | 0 | 0 | 0.037623 | 0.0012488 | 0.056248 | 0.00026461 | 0 | 0 | 3.5998 | 0.2035 | 0.022554 | 0.014734 | 0.015268 | 0.00025085 | 0.015558 | 0.00098415 | 0.015265 | 0.00026461 | 0.01506 | 0.00021397 | 0.014874 | 5.0639e-05 | 0.74911 | 1.3615
446 | 0.63075 | 15.1494 | 2238.0569 | 0 | 0 | 0.73747 | 0.016569 | 0.62952 | 0.016491 | 0.41596 | 0.00091891 | 0 | 0 | 0 | 0 | 0.037622 | 0.0014195 | 0.058086 | 0.00030249 | 0 | 0 | 3.9001 | 0.22859 | 0.023894 | 0.016286 | 0.015268 | 0.00028281 | 0.015556 | 0.0011171 | 0.015265 | 0.00030249 | 0.01506 | 0.00024461 | 0.014874 | 5.7874e-05 | 0.67175 | 1.8839
447 | 0.48059 | 14.688 | 1931.6657 | 0 | 0 | 0.7448 | 0.014369 | 0.65308 | 0.016491 | 0.51608 | 0.00091891 | 0 | 0 | 0 | 0 | 0.037624 | 0.0011911 | 0.055608 | 0.00025191 | 0 | 0 | 3.4941 | 0.19486 | 0.022264 | 0.01413 | 0.01506 | 0.00023848 | 0.015559 | 0.0009392 | 0.015265 | 0.00025191 | 0.01506 | 0.0002037 | 0.014874 | 4.8214e-05 | 0.79933 | 1.4354
448 | 0.57405 | 16.505 | 2347.4707 | 0 | 0 | 0.84192 | 0.017197 | 0.73243 | 0.019491 | 0.52243 | 0.00091891 | 0 | 0 | 0 | 0 | 0.037663 | 0.0014752 | 0.058845 | 0.00031453 | 0 | 0 | 4.0106 | 0.23801 | 0.024185 | 0.016901 | 0.015268 | 0.00029559 | 0.015598 | 0.0011607 | 0.015265 | 0.00031453 | 0.015268 | 0.00025435 | 0.014874 | 6.018e-05 | 0.73817 | 1.7145
449 | 0.53255 | 15.5724 | 2202.9712 | 0 | 0 | 0.84456 | 0.016399 | 0.71273 | 0.016491 | 0.40216 | 0.00091891 | 0 | 0 | 0 | 0 | 0.037622 | 0.0013907 | 0.057764 | 0.00029586 | 0 | 0 | 3.8526 | 0.22457 | 0.023816 | 0.01612 | 0.015268 | 0.00027939 | 0.015557 | 0.0010948 | 0.015265 | 0.00029586 | 0.01506 | 0.00023924 | 0.014874 | 5.6615e-05 | 0.87755 | 1.5906
450 | 0.44854 | 14.9831 | 2161.6524 | 0 | 0 | 0.79711 | 0.016074 | 0.6173 | 0.016491 | 0.41084 | 0.00091891 | 0 | 0 | 0 | 0 | 0.037622 | 0.0013516 | 0.057347 | 0.00028717 | 0 | 0 | 3.7995 | 0.2201 | 0.023665 | 0.015801 | 0.015268 | 0.00027282 | 0.015557 | 0.0010644 | 0.015265 | 0.00028717 | 0.01506 | 0.00023222 | 0.014874 | 5.495e-05 | 0.70387 | 1.3396
451 | 0.66946 | 13.7458 | 1897.9507 | 0 | 0 | 0.65472 | 0.014204 | 0.60388 | 0.016491 | 0.41343 | 0.00091891 | 0 | 0 | 0 | 0 | 0.037624 | 0.0011965 | 0.055727 | 0.00025378 | 0 | 0 | 3.4455 | 0.19092 | 0.022186 | 0.013969 | 0.01506 | 0.00023518 | 0.015559 | 0.00094269 | 0.015265 | 0.00025378 | 0.01506 | 0.00020523 | 0.014873 | 4.8554e-05 | 0.60793 | 1.9995
452 | 0.64229 | 15.9093 | 2219.8712 | 0 | 0 | 0.84279 | 0.016409 | 0.70578 | 0.016491 | 0.47945 | 0.00091891 | 0 | 0 | 0 | 0 | 0.037622 | 0.0014069 | 0.057975 | 0.00030002 | 0 | 0 | 3.8771 | 0.22664 | 0.02382 | 0.016129 | 0.015268 | 0.00027958 | 0.015557 | 0.0011069 | 0.015265 | 0.00030002 | 0.01506 | 0.00024262 | 0.014873 | 5.7398e-05 | 0.73739 | 1.9183
453 | 0.53335 | 15.433 | 2226.7316 | 0 | 0 | 0.86334 | 0.016545 | 0.63537 | 0.016491 | 0.4142 | 0.00091891 | 0 | 0 | 0 | 0 | 0.037622 | 0.001398 | 0.057824 | 0.00029726 | 0 | 0 | 3.8844 | 0.22726 | 0.023883 | 0.016262 | 0.015268 | 0.00028234 | 0.015557 | 0.0011008 | 0.015265 | 0.00029726 | 0.01506 | 0.00024038 | 0.014874 | 5.6886e-05 | 0.80415 | 1.5929
454 | 0.64716 | 13.2521 | 1730.3271 | 0 | 0 | 0.64432 | 0.01291 | 0.58733 | 0.016491 | 0.45056 | 0.00091891 | 0 | 0 | 0 | 0 | 0.037416 | 0.0010615 | 0.054048 | 0.00022509 | 0 | 0 | 3.2165 | 0.17267 | 0.021573 | 0.012701 | 0.01506 | 0.00020954 | 0.015559 | 0.00083636 | 0.015057 | 0.00022509 | 0.014888 | 0.00018203 | 0.014874 | 4.3068e-05 | 0.48277 | 1.9329
455 | 0.51248 | 15.5794 | 2192.3645 | 0 | 0 | 0.79485 | 0.016204 | 0.69003 | 0.016491 | 0.46296 | 0.00091891 | 0 | 0 | 0 | 0 | 0.037622 | 0.0013689 | 0.05752 | 0.00029077 | 0 | 0 | 3.842 | 0.22368 | 0.023725 | 0.015929 | 0.015268 | 0.00027541 | 0.015557 | 0.0010782 | 0.015265 | 0.00029077 | 0.01506 | 0.00023513 | 0.014874 | 5.5642e-05 | 0.78361 | 1.5306
456 | 0.75424 | 13.6651 | 1847.1866 | 0 | 0 | 0.65785 | 0.013899 | 0.66819 | 0.016491 | 0.36993 | 0.00091891 | 0 | 0 | 0 | 0 | 0.037416 | 0.0011639 | 0.055372 | 0.00024684 | 0 | 0 | 3.3744 | 0.1852 | 0.022042 | 0.01367 | 0.01506 | 0.00022912 | 0.015559 | 0.00091704 | 0.015057 | 0.00024684 | 0.01506 | 0.00019962 | 0.014873 | 4.7222e-05 | 0.49803 | 2.2527
457 | 0.58099 | 15.2899 | 2088.2362 | 0 | 0 | 0.84277 | 0.015501 | 0.66854 | 0.016491 | 0.46605 | 0.00091891 | 0 | 0 | 0 | 0 | 0.037623 | 0.0013112 | 0.056946 | 0.00027859 | 0 | 0 | 3.7035 | 0.21207 | 0.023397 | 0.01524 | 0.015268 | 0.0002612 | 0.015557 | 0.0010326 | 0.015265 | 0.00027859 | 0.01506 | 0.00022528 | 0.014874 | 5.3309e-05 | 0.75522 | 1.7352
458 | 0.55481 | 14.2194 | 1947.8376 | 0 | 0 | 0.79623 | 0.014456 | 0.61047 | 0.016491 | 0.39676 | 0.00091891 | 0 | 0 | 0 | 0 | 0.037624 | 0.0012032 | 0.055758 | 0.00025475 | 0 | 0 | 3.5167 | 0.1967 | 0.022305 | 0.014216 | 0.01506 | 0.00024024 | 0.015559 | 0.00094841 | 0.015265 | 0.00025475 | 0.01506 | 0.000206 | 0.014874 | 4.8752e-05 | 0.76232 | 1.657
459 | 0.54183 | 14.7997 | 1929.811 | 0 | 0 | 0.76049 | 0.014466 | 0.68201 | 0.016491 | 0.50918 | 0.00091891 | 0 | 0 | 0 | 0 | 0.037624 | 0.0012243 | 0.05604 | 0.00026002 | 0 | 0 | 3.4878 | 0.19435 | 0.02231 | 0.014226 | 0.01506 | 0.00024043 | 0.015558 | 0.00096427 | 0.015265 | 0.00026002 | 0.01506 | 0.00021026 | 0.014873 | 4.9757e-05 | 0.4746 | 1.6183
460 | 0.57134 | 17.4138 | 2587.886 | 0 | 0 | 0.8442 | 0.018805 | 0.67186 | 0.019491 | 0.62469 | 0.00091891 | 0 | 0 | 0 | 0 | 0.037662 | 0.0016214 | 0.060242 | 0.0003462 | 0 | 0 | 4.3184 | 0.2648 | 0.024924 | 0.018477 | 0.015268 | 0.00032853 | 0.015597 | 0.0012752 | 0.015265 | 0.0003462 | 0.015268 | 0.00027995 | 0.014874 | 6.6248e-05 | 0.95265 | 1.7064
461 | 0.55738 | 15.464 | 2247.3036 | 0 | 0 | 0.85161 | 0.016653 | 0.62808 | 0.016491 | 0.41974 | 0.00091891 | 0 | 0 | 0 | 0 | 0.037622 | 0.0014098 | 0.057937 | 0.00029969 | 0 | 0 | 3.9122 | 0.22962 | 0.023933 | 0.016368 | 0.015268 | 0.00028451 | 0.015557 | 0.0011101 | 0.015265 | 0.00029969 | 0.01506 | 0.00024234 | 0.014874 | 5.7351e-05 | 0.7995 | 1.6647
462 | 0.53641 | 14.7853 | 2010.3257 | 0 | 0 | 0.81978 | 0.014937 | 0.69133 | 0.016491 | 0.39297 | 0.00091891 | 0 | 0 | 0 | 0 | 0.037624 | 0.0012397 | 0.056142 | 0.00026257 | 0 | 0 | 3.6003 | 0.20354 | 0.022531 | 0.014687 | 0.015268 | 0.0002499 | 0.015558 | 0.00097712 | 0.015265 | 0.00026257 | 0.01506 | 0.00021232 | 0.014874 | 5.0248e-05 | 0.88721 | 1.6021
463 | 0.47037 | 15.8989 | 2139.3 | 0 | 0 | 0.85457 | 0.015872 | 0.64077 | 0.016491 | 0.59834 | 0.00091891 | 0 | 0 | 0 | 0 | 0.037623 | 0.0013306 | 0.057112 | 0.0002824 | 0 | 0 | 3.7713 | 0.21773 | 0.023571 | 0.015604 | 0.015268 | 0.00026873 | 0.015557 | 0.0010481 | 0.015265 | 0.0002824 | 0.01506 | 0.00022835 | 0.014874 | 5.405e-05 | 0.83972 | 1.4048
464 | 0.50647 | 16.6139 | 2368.5204 | 0 | 0 | 0.80936 | 0.017222 | 0.67925 | 0.019491 | 0.60411 | 0.00091891 | 0 | 0 | 0 | 0 | 0.037663 | 0.0014651 | 0.058727 | 0.00031225 | 0 | 0 | 4.0412 | 0.24065 | 0.024197 | 0.016925 | 0.015268 | 0.00029614 | 0.015598 | 0.0011528 | 0.015265 | 0.00031225 | 0.015268 | 0.00025249 | 0.014874 | 5.9753e-05 | 0.71389 | 1.5127
465 | 0.57331 | 14.189 | 1908.8799 | 0 | 0 | 0.70527 | 0.014324 | 0.65073 | 0.016491 | 0.43845 | 0.00091891 | 0 | 0 | 0 | 0 | 0.037624 | 0.0011999 | 0.055745 | 0.00025437 | 0 | 0 | 3.4595 | 0.19205 | 0.022243 | 0.014086 | 0.01506 | 0.00023758 | 0.015559 | 0.00094555 | 0.015265 | 0.00025437 | 0.01506 | 0.00020569 | 0.014874 | 4.8682e-05 | 0.72357 | 1.7123
466 | 0.60441 | 14.8567 | 1978.5509 | 0 | 0 | 0.7781 | 0.014804 | 0.61379 | 0.016491 | 0.54094 | 0.00091891 | 0 | 0 | 0 | 0 | 0.037624 | 0.0012329 | 0.056091 | 0.00026142 | 0 | 0 | 3.5548 | 0.19981 | 0.022469 | 0.014557 | 0.01506 | 0.00024725 | 0.015558 | 0.00097152 | 0.015265 | 0.00026142 | 0.01506 | 0.00021139 | 0.014874 | 5.0027e-05 | 0.68348 | 1.8052
467 | 0.52186 | 14.9551 | 2026.8222 | 0 | 0 | 0.72579 | 0.015134 | 0.66559 | 0.016491 | 0.50644 | 0.00091891 | 0 | 0 | 0 | 0 | 0.037623 | 0.0012715 | 0.056516 | 0.00026982 | 0 | 0 | 3.6199 | 0.20515 | 0.022623 | 0.01488 | 0.015268 | 0.00025383 | 0.015558 | 0.0010017 | 0.015265 | 0.00026982 | 0.01506 | 0.00021819 | 0.014874 | 5.1629e-05 | 0.5608 | 1.5586
468 | 0.48264 | 15.6149 | 2124.6731 | 0 | 0 | 0.94712 | 0.015724 | 0.68831 | 0.016491 | 0.4346 | 0.00091891 | 0 | 0 | 0 | 0 | 0.037623 | 0.0013148 | 0.056945 | 0.00027891 | 0 | 0 | 3.7532 | 0.21622 | 0.023501 | 0.015458 | 0.015268 | 0.00026572 | 0.015557 | 0.0010359 | 0.015265 | 0.00027891 | 0.01506 | 0.00022553 | 0.014874 | 5.3374e-05 | 0.729 | 1.4415
469 | 0.63169 | 15.7478 | 2388.4401 | 0 | 0 | 0.73461 | 0.017423 | 0.63615 | 0.019491 | 0.46208 | 0.00091891 | 0 | 0 | 0 | 0 | 0.037663 | 0.0015103 | 0.059213 | 0.0003224 | 0 | 0 | 4.0645 | 0.24265 | 0.02429 | 0.017123 | 0.015268 | 0.00030018 | 0.015598 | 0.0011879 | 0.015265 | 0.0003224 | 0.015268 | 0.00026073 | 0.014873 | 6.1675e-05 | 0.7998 | 1.8867
470 | 0.47577 | 16.3455 | 2334.5385 | 0 | 0 | 0.87595 | 0.017092 | 0.70131 | 0.019491 | 0.50264 | 0.00091891 | 0 | 0 | 0 | 0 | 0.037663 | 0.0014534 | 0.058598 | 0.00030944 | 0 | 0 | 3.9946 | 0.23665 | 0.024137 | 0.016798 | 0.015268 | 0.00029346 | 0.015598 | 0.001144 | 0.015265 | 0.00030944 | 0.015268 | 0.00025022 | 0.014874 | 5.9216e-05 | 0.95707 | 1.421
471 | 0.47875 | 17.3086 | 2528.3532 | 0 | 0 | 0.90617 | 0.018368 | 0.74683 | 0.019491 | 0.53029 | 0.00091891 | 0 | 0 | 0 | 0 | 0.037663 | 0.0015754 | 0.059784 | 0.00033586 | 0 | 0 | 4.2441 | 0.25827 | 0.024724 | 0.018049 | 0.015268 | 0.00031953 | 0.015597 | 0.0012395 | 0.015265 | 0.00033586 | 0.015268 | 0.00027159 | 0.014874 | 6.4275e-05 | 0.81689 | 1.4299
472 | 0.58217 | 16.3931 | 2410.7635 | 0 | 0 | 0.78201 | 0.017681 | 0.63799 | 0.019491 | 0.57715 | 0.00091891 | 0 | 0 | 0 | 0 | 0.037663 | 0.0015246 | 0.059356 | 0.00032577 | 0 | 0 | 4.0907 | 0.24492 | 0.024408 | 0.017376 | 0.015268 | 0.00030552 | 0.015597 | 0.0011988 | 0.015265 | 0.00032577 | 0.015268 | 0.00026344 | 0.014874 | 6.2327e-05 | 0.7784 | 1.7388
473 | 0.6944 | 13.4249 | 1798.2646 | 0 | 0 | 0.65646 | 0.013417 | 0.63439 | 0.016491 | 0.38268 | 0.00091891 | 0 | 0 | 0 | 0 | 0.037416 | 0.0011123 | 0.054782 | 0.00023562 | 0 | 0 | 3.3106 | 0.18011 | 0.021814 | 0.013197 | 0.01506 | 0.00021953 | 0.015559 | 0.00087665 | 0.015057 | 0.00023562 | 0.01506 | 0.00019054 | 0.014874 | 4.5081e-05 | 0.43049 | 2.074
474 | 0.49818 | 17.2311 | 2512.4555 | 0 | 0 | 0.9201 | 0.018356 | 0.66632 | 0.019491 | 0.59652 | 0.00091891 | 0 | 0 | 0 | 0 | 0.037663 | 0.0015723 | 0.059747 | 0.00033505 | 0 | 0 | 4.2216 | 0.25629 | 0.024718 | 0.018037 | 0.015268 | 0.00031929 | 0.015597 | 0.0012373 | 0.015265 | 0.00033505 | 0.015268 | 0.00027093 | 0.014874 | 6.4119e-05 | 0.79531 | 1.4879
475 | 0.55369 | 13.8046 | 1856.9653 | 0 | 0 | 0.83824 | 0.013968 | 0.58258 | 0.016491 | 0.37278 | 0.00091891 | 0 | 0 | 0 | 0 | 0.037416 | 0.0011583 | 0.055266 | 0.00024508 | 0 | 0 | 3.3882 | 0.18631 | 0.022074 | 0.013737 | 0.01506 | 0.00023047 | 0.015559 | 0.00091321 | 0.015057 | 0.00024508 | 0.01506 | 0.00019818 | 0.014874 | 4.6901e-05 | 0.71563 | 1.6537
476 | 0.49365 | 15.2325 | 2271.1882 | 0 | 0 | 0.77163 | 0.016794 | 0.61547 | 0.016491 | 0.40401 | 0.00091891 | 0 | 0 | 0 | 0 | 0.037664 | 0.0014354 | 0.058231 | 0.00030572 | 0 | 0 | 3.9435 | 0.23228 | 0.023999 | 0.016507 | 0.015268 | 0.00028739 | 0.015598 | 0.0011297 | 0.015265 | 0.00030572 | 0.01506 | 0.00024723 | 0.014874 | 5.8496e-05 | 0.8503 | 1.4744
477 | 0.566 | 16.0747 | 2190.1909 | 0 | 0 | 0.87904 | 0.016239 | 0.69147 | 0.016491 | 0.53685 | 0.00091891 | 0 | 0 | 0 | 0 | 0.037622 | 0.0013682 | 0.05751 | 0.00029065 | 0 | 0 | 3.838 | 0.22333 | 0.023741 | 0.015963 | 0.015268 | 0.00027613 | 0.015557 | 0.0010775 | 0.015265 | 0.00029065 | 0.01506 | 0.00023503 | 0.014874 | 5.5622e-05 | 0.84289 | 1.6905
478 | 0.49289 | 16.0657 | 2447.9623 | 0 | 0 | 0.85116 | 0.017934 | 0.65036 | 0.019491 | 0.4123 | 0.00091891 | 0 | 0 | 0 | 0 | 0.037663 | 0.0015337 | 0.059401 | 0.00032716 | 0 | 0 | 4.1389 | 0.24909 | 0.024525 | 0.017624 | 0.015268 | 0.00031069 | 0.015597 | 0.0012065 | 0.015265 | 0.00032716 | 0.015268 | 0.00026456 | 0.014874 | 6.2607e-05 | 0.74042 | 1.4721
479 | 0.54435 | 14.5095 | 2026.2368 | 0 | 0 | 0.74248 | 0.015128 | 0.67184 | 0.016491 | 0.37911 | 0.00091891 | 0 | 0 | 0 | 0 | 0.037623 | 0.0012762 | 0.056569 | 0.00027083 | 0 | 0 | 3.6189 | 0.20508 | 0.022621 | 0.014875 | 0.015268 | 0.00025369 | 0.015558 | 0.0010054 | 0.015265 | 0.00027083 | 0.01506 | 0.00021901 | 0.014874 | 5.1824e-05 | 0.5624 | 1.6258
480 | 0.59945 | 15.2631 | 2093.1544 | 0 | 0 | 0.73499 | 0.015585 | 0.63759 | 0.016491 | 0.55254 | 0.00091891 | 0 | 0 | 0 | 0 | 0.037623 | 0.0013181 | 0.057023 | 0.00028017 | 0 | 0 | 3.7087 | 0.21251 | 0.023437 | 0.015322 | 0.015268 | 0.00026292 | 0.015557 | 0.001038 | 0.015265 | 0.00028017 | 0.01506 | 0.00022656 | 0.014874 | 5.3611e-05 | 0.73171 | 1.7904
481 | 0.50244 | 14.4095 | 1920.8528 | 0 | 0 | 0.88104 | 0.014409 | 0.62001 | 0.016491 | 0.40777 | 0.00091891 | 0 | 0 | 0 | 0 | 0.037624 | 0.0011945 | 0.055648 | 0.00025267 | 0 | 0 | 3.4762 | 0.19341 | 0.022283 | 0.01417 | 0.01506 | 0.00023929 | 0.015559 | 0.00094186 | 0.015265 | 0.00025267 | 0.01506 | 0.00020431 | 0.014874 | 4.8355e-05 | 0.59242 | 1.5006
482 | 0.60391 | 15.8741 | 2247.1926 | 0 | 0 | 0.89373 | 0.016578 | 0.69954 | 0.016491 | 0.42437 | 0.00091891 | 0 | 0 | 0 | 0 | 0.037622 | 0.0014192 | 0.058073 | 0.00030228 | 0 | 0 | 3.9135 | 0.22973 | 0.023899 | 0.016295 | 0.015268 | 0.00028298 | 0.015556 | 0.0011169 | 0.015265 | 0.00030228 | 0.01506 | 0.00024444 | 0.014874 | 5.7839e-05 | 0.74879 | 1.8037
483 | 0.56444 | 14.8273 | 2091.101 | 0 | 0 | 0.81513 | 0.015571 | 0.59856 | 0.016491 | 0.43578 | 0.00091891 | 0 | 0 | 0 | 0 | 0.037623 | 0.001323 | 0.057075 | 0.00028116 | 0 | 0 | 3.7058 | 0.21227 | 0.02343 | 0.015308 | 0.015268 | 0.0002626 | 0.015557 | 0.0010418 | 0.015265 | 0.00028116 | 0.01506 | 0.00022736 | 0.014874 | 5.3796e-05 | 0.52613 | 1.6858
484 | 0.52023 | 15.0426 | 2132.3648 | 0 | 0 | 0.8105 | 0.015854 | 0.63137 | 0.016491 | 0.42645 | 0.00091891 | 0 | 0 | 0 | 0 | 0.037623 | 0.0013379 | 0.0572 | 0.00028401 | 0 | 0 | 3.7611 | 0.21688 | 0.023562 | 0.015585 | 0.015268 | 0.00026831 | 0.015557 | 0.0010539 | 0.015265 | 0.00028401 | 0.01506 | 0.00022967 | 0.014874 | 5.4349e-05 | 0.61822 | 1.5538
485 | 0.61121 | 14.0172 | 1923.1249 | 0 | 0 | 0.67409 | 0.014365 | 0.67981 | 0.016491 | 0.37261 | 0.00091891 | 0 | 0 | 0 | 0 | 0.037624 | 0.0012089 | 0.055857 | 0.00025636 | 0 | 0 | 3.4804 | 0.19375 | 0.022262 | 0.014127 | 0.01506 | 0.00023841 | 0.015558 | 0.00095249 | 0.015265 | 0.00025636 | 0.01506 | 0.00020732 | 0.014873 | 4.9044e-05 | 0.53078 | 1.8255
486 | 0.53805 | 16.2146 | 2387.9302 | 0 | 0 | 0.87643 | 0.017423 | 0.66049 | 0.019491 | 0.46869 | 0.00091891 | 0 | 0 | 0 | 0 | 0.037663 | 0.0014917 | 0.059011 | 0.00031831 | 0 | 0 | 4.0643 | 0.24263 | 0.024289 | 0.017123 | 0.015268 | 0.00030024 | 0.015598 | 0.0011734 | 0.015265 | 0.00031831 | 0.015268 | 0.00025741 | 0.014874 | 6.0908e-05 | 0.88161 | 1.607
487 | 0.6165 | 16.7399 | 2466.8876 | 0 | 0 | 0.90481 | 0.017952 | 0.63719 | 0.019491 | 0.54545 | 0.00091891 | 0 | 0 | 0 | 0 | 0.037663 | 0.0015526 | 0.059607 | 0.00033123 | 0 | 0 | 4.1654 | 0.25139 | 0.024533 | 0.017641 | 0.015268 | 0.00031099 | 0.015597 | 0.0012214 | 0.015265 | 0.00033123 | 0.015268 | 0.00026788 | 0.014873 | 6.3347e-05 | 0.81037 | 1.8413
488 | 0.65619 | 13.6088 | 1820.46 | 0 | 0 | 0.7776 | 0.013715 | 0.58281 | 0.016491 | 0.39088 | 0.00091891 | 0 | 0 | 0 | 0 | 0.037416 | 0.001143 | 0.055148 | 0.00024257 | 0 | 0 | 3.3374 | 0.18224 | 0.021955 | 0.01349 | 0.01506 | 0.00022549 | 0.015559 | 0.00090044 | 0.015057 | 0.00024257 | 0.01506 | 0.00019616 | 0.014873 | 4.641e-05 | 0.54413 | 1.9599
489 | 0.52056 | 14.6117 | 2038.7213 | 0 | 0 | 0.76663 | 0.015162 | 0.64616 | 0.016491 | 0.40463 | 0.00091891 | 0 | 0 | 0 | 0 | 0.037623 | 0.0012683 | 0.056479 | 0.00026921 | 0 | 0 | 3.6375 | 0.2066 | 0.022637 | 0.014908 | 0.015268 | 0.00025443 | 0.015558 | 0.00099909 | 0.015265 | 0.00026921 | 0.01506 | 0.00021769 | 0.014874 | 5.1519e-05 | 0.70379 | 1.5547
490 | 0.54655 | 15.697 | 2096.9867 | 0 | 0 | 0.79808 | 0.01559 | 0.65741 | 0.016491 | 0.59927 | 0.00091891 | 0 | 0 | 0 | 0 | 0.037623 | 0.0013003 | 0.056797 | 0.00027594 | 0 | 0 | 3.715 | 0.21303 | 0.023439 | 0.015327 | 0.015268 | 0.00026305 | 0.015558 | 0.0010243 | 0.015265 | 0.00027594 | 0.01506 | 0.00022312 | 0.014874 | 5.2812e-05 | 0.75973 | 1.6324
491 | 0.57331 | 16.0009 | 2385.843 | 0 | 0 | 0.8861 | 0.017407 | 0.64239 | 0.019491 | 0.4292 | 0.00091891 | 0 | 0 | 0 | 0 | 0.037663 | 0.0014986 | 0.059076 | 0.00031959 | 0 | 0 | 4.0614 | 0.24238 | 0.024282 | 0.017108 | 0.015268 | 0.00029987 | 0.015598 | 0.001179 | 0.015265 | 0.00031959 | 0.015268 | 0.00025844 | 0.014874 | 6.1146e-05 | 0.66499 | 1.7123
492 | 0.46538 | 16.7277 | 2289.7119 | 0 | 0 | 0.92384 | 0.016837 | 0.6672 | 0.016491 | 0.61787 | 0.00091891 | 0 | 0 | 0 | 0 | 0.037622 | 0.0014193 | 0.058026 | 0.00030179 | 0 | 0 | 3.9704 | 0.23458 | 0.024019 | 0.016549 | 0.015268 | 0.00028829 | 0.015556 | 0.0011175 | 0.015265 | 0.00030179 | 0.01506 | 0.00024403 | 0.014874 | 5.7756e-05 | 0.8517 | 1.3899
493 | 0.63104 | 15.0417 | 2123.3975 | 0 | 0 | 0.78423 | 0.015791 | 0.60976 | 0.016491 | 0.47093 | 0.00091891 | 0 | 0 | 0 | 0 | 0.037623 | 0.0013385 | 0.057246 | 0.00028481 | 0 | 0 | 3.749 | 0.21587 | 0.023533 | 0.015524 | 0.015268 | 0.00026709 | 0.015557 | 0.0010537 | 0.015265 | 0.00028481 | 0.01506 | 0.00023031 | 0.014874 | 5.4501e-05 | 0.55144 | 1.8847
494 | 0.52846 | 16.7145 | 2512.646 | 0 | 0 | 0.86139 | 0.01826 | 0.71101 | 0.019491 | 0.45666 | 0.00091891 | 0 | 0 | 0 | 0 | 0.037663 | 0.0015712 | 0.059755 | 0.00033504 | 0 | 0 | 4.2241 | 0.25651 | 0.024674 | 0.017943 | 0.015268 | 0.0003173 | 0.015597 | 0.0012362 | 0.015265 | 0.00033504 | 0.015268 | 0.00027093 | 0.014874 | 6.411e-05 | 0.88585 | 1.5784
495 | 0.53896 | 15.3833 | 2149.1841 | 0 | 0 | 0.8221 | 0.016037 | 0.66051 | 0.016491 | 0.46334 | 0.00091891 | 0 | 0 | 0 | 0 | 0.037622 | 0.0013628 | 0.057479 | 0.00028966 | 0 | 0 | 3.7813 | 0.21857 | 0.023647 | 0.015765 | 0.015268 | 0.00027201 | 0.015557 | 0.0010732 | 0.015265 | 0.00028966 | 0.01506 | 0.00023424 | 0.014874 | 5.5422e-05 | 0.66269 | 1.6097
496 | 0.53878 | 14.2401 | 1995.2343 | 0 | 0 | 0.73063 | 0.014918 | 0.59247 | 0.016491 | 0.42337 | 0.00091891 | 0 | 0 | 0 | 0 | 0.037623 | 0.0012474 | 0.056248 | 0.00026452 | 0 | 0 | 3.5773 | 0.20165 | 0.022522 | 0.014668 | 0.015268 | 0.00024949 | 0.015558 | 0.00098287 | 0.015265 | 0.00026452 | 0.01506 | 0.0002139 | 0.014874 | 5.0622e-05 | 0.67164 | 1.6092
497 | 0.75609 | 15.2052 | 2094.3786 | 0 | 0 | 0.77489 | 0.015473 | 0.69173 | 0.016491 | 0.45686 | 0.00091891 | 0 | 0 | 0 | 0 | 0.037623 | 0.0013203 | 0.057076 | 0.00028101 | 0 | 0 | 3.7132 | 0.21288 | 0.023384 | 0.015213 | 0.015268 | 0.00026065 | 0.015557 | 0.0010393 | 0.015265 | 0.00028101 | 0.01506 | 0.00022725 | 0.014873 | 5.3758e-05 | 0.59293 | 2.2582
498 | 0.5653 | 15.5949 | 2204.6757 | 0 | 0 | 0.85642 | 0.01629 | 0.69456 | 0.016491 | 0.41527 | 0.00091891 | 0 | 0 | 0 | 0 | 0.037622 | 0.0013677 | 0.057501 | 0.00029057 | 0 | 0 | 3.8584 | 0.22506 | 0.023765 | 0.016013 | 0.015268 | 0.0002772 | 0.015557 | 0.0010771 | 0.015265 | 0.00029057 | 0.01506 | 0.00023496 | 0.014874 | 5.561e-05 | 0.95427 | 1.6884
499 | 0.48122 | 17.5989 | 2472.5738 | 0 | 0 | 1.0186 | 0.017995 | 0.72029 | 0.019491 | 0.60372 | 0.00091891 | 0 | 0 | 0 | 0 | 0.037663 | 0.0015346 | 0.059373 | 0.0003267 | 0 | 0 | 4.1732 | 0.25207 | 0.024553 | 0.017683 | 0.015268 | 0.00031188 | 0.015597 | 0.0012079 | 0.015265 | 0.0003267 | 0.015268 | 0.00026418 | 0.014874 | 6.2523e-05 | 0.86722 | 1.4373
500 | 0.56638 | 15.9047 | 2400.1345 | 0 | 0 | 0.85368 | 0.017646 | 0.66897 | 0.019491 | 0.38932 | 0.00091891 | 0 | 0 | 0 | 0 | 0.037663 | 0.0015081 | 0.05915 | 0.00032151 | 0 | 0 | 4.0765 | 0.24369 | 0.024392 | 0.017341 | 0.015268 | 0.00030477 | 0.015598 | 0.0011866 | 0.015265 | 0.00032151 | 0.015268 | 0.00025998 | 0.014874 | 6.1522e-05 | 0.85092 | 1.6916
501 | 0.71452 | 15.0746 | 2028.259 | 0 | 0 | 0.82154 | 0.015148 | 0.68421 | 0.016491 | 0.45869 | 0.00091891 | 0 | 0 | 0 | 0 | 0.037623 | 0.0012821 | 0.056646 | 0.00027229 | 0 | 0 | 3.6214 | 0.20528 | 0.02263 | 0.014894 | 0.015268 | 0.0002541 | 0.015558 | 0.0010098 | 0.015265 | 0.00027229 | 0.01506 | 0.0002202 | 0.014873 | 5.2097e-05 | 0.63872 | 2.1341
502 | 0.59335 | 16.0986 | 2214.773 | 0 | 0 | 0.84451 | 0.016412 | 0.7182 | 0.016491 | 0.51794 | 0.00091891 | 0 | 0 | 0 | 0 | 0.037622 | 0.0013956 | 0.057809 | 0.00029678 | 0 | 0 | 3.8698 | 0.22602 | 0.023822 | 0.016133 | 0.015268 | 0.00027962 | 0.015557 | 0.0010988 | 0.015265 | 0.00029678 | 0.01506 | 0.00023999 | 0.014874 | 5.6791e-05 | 0.82679 | 1.7722
503 | 0.48633 | 15.4352 | 2108.6236 | 0 | 0 | 0.85089 | 0.015692 | 0.69687 | 0.016491 | 0.45347 | 0.00091891 | 0 | 0 | 0 | 0 | 0.037623 | 0.0013125 | 0.056925 | 0.00027849 | 0 | 0 | 3.7298 | 0.21426 | 0.023486 | 0.015427 | 0.015268 | 0.00026509 | 0.015557 | 0.001034 | 0.015265 | 0.00027849 | 0.01506 | 0.00022519 | 0.014874 | 5.3298e-05 | 0.66286 | 1.4525
504 | 0.64283 | 14.0198 | 1959.7143 | 0 | 0 | 0.67248 | 0.014559 | 0.65187 | 0.016491 | 0.37119 | 0.00091891 | 0 | 0 | 0 | 0 | 0.037624 | 0.0012215 | 0.056001 | 0.00025926 | 0 | 0 | 3.532 | 0.19795 | 0.022353 | 0.014317 | 0.01506 | 0.00024232 | 0.015558 | 0.00096226 | 0.015265 | 0.00025926 | 0.01506 | 0.00020966 | 0.014873 | 4.9592e-05 | 0.65534 | 1.9199
505 | 0.57562 | 16.3211 | 2420.4909 | 0 | 0 | 0.75265 | 0.017666 | 0.64944 | 0.019491 | 0.55689 | 0.00091891 | 0 | 0 | 0 | 0 | 0.037663 | 0.0015302 | 0.059404 | 0.00032674 | 0 | 0 | 4.1051 | 0.24616 | 0.024401 | 0.017361 | 0.015268 | 0.00030514 | 0.015597 | 0.0012035 | 0.015265 | 0.00032674 | 0.015268 | 0.00026423 | 0.014873 | 6.2506e-05 | 0.81163 | 1.7192
506 | 0.44433 | 15.2269 | 2052.2686 | 0 | 0 | 0.85519 | 0.015309 | 0.69823 | 0.016491 | 0.44263 | 0.00091891 | 0 | 0 | 0 | 0 | 0.037623 | 0.0012775 | 0.056546 | 0.00027074 | 0 | 0 | 3.6544 | 0.208 | 0.023307 | 0.015052 | 0.015268 | 0.00025734 | 0.015558 | 0.0010068 | 0.015265 | 0.00027074 | 0.01506 | 0.00021892 | 0.014874 | 5.1819e-05 | 0.8337 | 1.3271
507 | 0.58153 | 14.1431 | 1895.4176 | 0 | 0 | 0.83446 | 0.014233 | 0.61609 | 0.016491 | 0.3942 | 0.00091891 | 0 | 0 | 0 | 0 | 0.037624 | 0.0011812 | 0.055526 | 0.00025018 | 0 | 0 | 3.4412 | 0.19058 | 0.0222 | 0.013998 | 0.01506 | 0.00023582 | 0.015559 | 0.00093102 | 0.015265 | 0.00025018 | 0.01506 | 0.0002023 | 0.014874 | 4.7875e-05 | 0.61084 | 1.7369
508 | 0.5534 | 15.8891 | 2357.9773 | 0 | 0 | 0.74743 | 0.017219 | 0.68073 | 0.019491 | 0.46845 | 0.00091891 | 0 | 0 | 0 | 0 | 0.037663 | 0.0014812 | 0.058913 | 0.00031597 | 0 | 0 | 4.0253 | 0.23928 | 0.024195 | 0.016923 | 0.015268 | 0.00029604 | 0.015598 | 0.0011652 | 0.015265 | 0.00031597 | 0.015268 | 0.00025552 | 0.014874 | 6.0454e-05 | 0.72216 | 1.6528
509 | 0.62846 | 15.5871 | 2165.3271 | 0 | 0 | 0.74416 | 0.016102 | 0.63939 | 0.016491 | 0.56916 | 0.00091891 | 0 | 0 | 0 | 0 | 0.037622 | 0.0013767 | 0.057644 | 0.00029303 | 0 | 0 | 3.8037 | 0.22045 | 0.023677 | 0.015828 | 0.015268 | 0.00027332 | 0.015557 | 0.0010837 | 0.015265 | 0.00029303 | 0.01506 | 0.00023696 | 0.014874 | 5.6067e-05 | 0.63821 | 1.877
510 | 0.54781 | 15.5741 | 2233.1748 | 0 | 0 | 0.86046 | 0.016598 | 0.69856 | 0.016491 | 0.38319 | 0.00091891 | 0 | 0 | 0 | 0 | 0.037622 | 0.0014027 | 0.057864 | 0.00029817 | 0 | 0 | 3.8926 | 0.22796 | 0.023908 | 0.016315 | 0.015268 | 0.00028342 | 0.015557 | 0.0011046 | 0.015265 | 0.00029817 | 0.01506 | 0.00024111 | 0.014874 | 5.7064e-05 | 0.69469 | 1.6361
511 | 0.54822 | 15.5895 | 2328.9693 | 0 | 0 | 0.79532 | 0.017153 | 0.66236 | 0.019491 | 0.40735 | 0.00091891 | 0 | 0 | 0 | 0 | 0.037663 | 0.0014618 | 0.058699 | 0.00031152 | 0 | 0 | 3.9847 | 0.2358 | 0.024165 | 0.016859 | 0.015268 | 0.00029474 | 0.015598 | 0.0011503 | 0.015265 | 0.00031152 | 0.015268 | 0.00025191 | 0.014874 | 5.9608e-05 | 0.91804 | 1.6374
512 | 0.56175 | 15.134 | 2145.9043 | 0 | 0 | 0.75056 | 0.015931 | 0.65824 | 0.016491 | 0.44783 | 0.00091891 | 0 | 0 | 0 | 0 | 0.037622 | 0.0013481 | 0.057318 | 0.0002864 | 0 | 0 | 3.7793 | 0.21841 | 0.023598 | 0.015661 | 0.015268 | 0.00026988 | 0.015557 | 0.0010617 | 0.015265 | 0.0002864 | 0.01506 | 0.0002316 | 0.014874 | 5.4804e-05 | 0.77588 | 1.6778
513 | 0.52132 | 16.7064 | 2427.3794 | 0 | 0 | 0.90478 | 0.017674 | 0.69052 | 0.019491 | 0.51374 | 0.00091891 | 0 | 0 | 0 | 0 | 0.037663 | 0.0015162 | 0.059227 | 0.00032314 | 0 | 0 | 4.1154 | 0.24705 | 0.024405 | 0.017369 | 0.015268 | 0.00030531 | 0.015598 | 0.001193 | 0.015265 | 0.00032314 | 0.015268 | 0.00026131 | 0.014874 | 6.1831e-05 | 0.93025 | 1.557
514 | 0.59155 | 16.2176 | 2431.0656 | 0 | 0 | 0.89013 | 0.017707 | 0.66654 | 0.019491 | 0.42182 | 0.00091891 | 0 | 0 | 0 | 0 | 0.037663 | 0.0015243 | 0.059327 | 0.0003253 | 0 | 0 | 4.1198 | 0.24743 | 0.02442 | 0.017401 | 0.015268 | 0.000306 | 0.015597 | 0.001199 | 0.015265 | 0.0003253 | 0.015268 | 0.00026305 | 0.014874 | 6.2252e-05 | 0.75647 | 1.7668
515 | 0.47636 | 15.4932 | 2229.6309 | 0 | 0 | 0.85842 | 0.016583 | 0.64384 | 0.016491 | 0.42177 | 0.00091891 | 0 | 0 | 0 | 0 | 0.037622 | 0.001398 | 0.057797 | 0.00029684 | 0 | 0 | 3.8879 | 0.22755 | 0.023901 | 0.016299 | 0.015268 | 0.00028307 | 0.015557 | 0.0011011 | 0.015265 | 0.00029684 | 0.01506 | 0.00024003 | 0.014874 | 5.6811e-05 | 1.0343 | 1.4227
516 | 0.58329 | 16.422 | 2459.8745 | 0 | 0 | 0.93112 | 0.017909 | 0.65878 | 0.019491 | 0.43372 | 0.00091891 | 0 | 0 | 0 | 0 | 0.037663 | 0.00153 | 0.059364 | 0.00032637 | 0 | 0 | 4.1569 | 0.25065 | 0.024513 | 0.017599 | 0.015268 | 0.00031018 | 0.015597 | 0.0012037 | 0.015265 | 0.00032637 | 0.015268 | 0.00026391 | 0.014874 | 6.2456e-05 | 0.96631 | 1.7421
517 | 0.44876 | 15.9522 | 2186.0628 | 0 | 0 | 0.86645 | 0.01622 | 0.69066 | 0.016491 | 0.51805 | 0.00091891 | 0 | 0 | 0 | 0 | 0.037622 | 0.0013629 | 0.057454 | 0.00028955 | 0 | 0 | 3.8324 | 0.22286 | 0.023733 | 0.015944 | 0.015268 | 0.00027578 | 0.015557 | 0.0010733 | 0.015265 | 0.00028955 | 0.01506 | 0.00023413 | 0.014874 | 5.5414e-05 | 0.67349 | 1.3403
518 | 0.59897 | 15.5429 | 2233.8275 | 0 | 0 | 0.75648 | 0.01654 | 0.71992 | 0.016491 | 0.41576 | 0.00091891 | 0 | 0 | 0 | 0 | 0.037622 | 0.0014191 | 0.058078 | 0.00030225 | 0 | 0 | 3.8945 | 0.22812 | 0.023881 | 0.016258 | 0.015268 | 0.0002822 | 0.015556 | 0.0011168 | 0.015265 | 0.00030225 | 0.01506 | 0.00024443 | 0.014873 | 5.7823e-05 | 0.60176 | 1.7889
519 | 0.5435 | 14.1039 | 1792.901 | 0 | 0 | 0.75896 | 0.013419 | 0.63233 | 0.016491 | 0.49737 | 0.00091891 | 0 | 0 | 0 | 0 | 0.037416 | 0.0010915 | 0.054514 | 0.00023097 | 0 | 0 | 3.3027 | 0.17948 | 0.021815 | 0.013199 | 0.01506 | 0.00021963 | 0.015559 | 0.00086049 | 0.015057 | 0.00023097 | 0.01506 | 0.00018676 | 0.014874 | 4.4204e-05 | 0.72642 | 1.6233
520 | 0.64697 | 14.7127 | 1996.0997 | 0 | 0 | 0.72414 | 0.014891 | 0.67014 | 0.016491 | 0.46672 | 0.00091891 | 0 | 0 | 0 | 0 | 0.037623 | 0.0012575 | 0.056383 | 0.00026696 | 0 | 0 | 3.579 | 0.20179 | 0.02251 | 0.014642 | 0.015268 | 0.00024893 | 0.015558 | 0.00099051 | 0.015265 | 0.00026696 | 0.01506 | 0.00021588 | 0.014874 | 5.1077e-05 | 0.4942 | 1.9323
521 | 0.73843 | 15.235 | 2085.0301 | 0 | 0 | 0.7872 | 0.01556 | 0.705 | 0.016491 | 0.45354 | 0.00091891 | 0 | 0 | 0 | 0 | 0.037623 | 0.0013276 | 0.057148 | 0.00028254 | 0 | 0 | 3.6967 | 0.21151 | 0.023425 | 0.015298 | 0.015268 | 0.00026239 | 0.015557 | 0.0010451 | 0.015265 | 0.00028254 | 0.01506 | 0.00022849 | 0.014873 | 5.4056e-05 | 0.59038 | 2.2055
522 | 0.55092 | 14.1085 | 1795.3225 | 0 | 0 | 0.80764 | 0.013543 | 0.63151 | 0.016491 | 0.46985 | 0.00091891 | 0 | 0 | 0 | 0 | 0.037416 | 0.001118 | 0.054849 | 0.00023699 | 0 | 0 | 3.3026 | 0.17948 | 0.021873 | 0.013321 | 0.01506 | 0.00022207 | 0.015559 | 0.00088103 | 0.015057 | 0.00023699 | 0.01506 | 0.00019164 | 0.014874 | 4.5347e-05 | 0.65442 | 1.6454
523 | 0.54446 | 15.0835 | 2030.6049 | 0 | 0 | 0.7918 | 0.015107 | 0.68143 | 0.016491 | 0.4787 | 0.00091891 | 0 | 0 | 0 | 0 | 0.037623 | 0.0012665 | 0.056467 | 0.00026886 | 0 | 0 | 3.6264 | 0.20569 | 0.022611 | 0.014854 | 0.015268 | 0.00025332 | 0.015558 | 0.00099759 | 0.015265 | 0.00026886 | 0.01506 | 0.00021742 | 0.014874 | 5.1445e-05 | 0.56359 | 1.6261
524 | 0.61273 | 13.5348 | 1782.4953 | 0 | 0 | 0.76309 | 0.013327 | 0.61802 | 0.016491 | 0.37539 | 0.00091891 | 0 | 0 | 0 | 0 | 0.037416 | 0.0011021 | 0.054683 | 0.00023377 | 0 | 0 | 3.2881 | 0.17833 | 0.021771 | 0.013109 | 0.01506 | 0.00021778 | 0.015559 | 0.00086834 | 0.015057 | 0.00023377 | 0.01506 | 0.00018904 | 0.014874 | 4.473e-05 | 0.42793 | 1.8301
525 | 0.6718 | 16.0936 | 2256.8279 | 0 | 0 | 0.75056 | 0.01676 | 0.67701 | 0.016491 | 0.58282 | 0.00091891 | 0 | 0 | 0 | 0 | 0.037663 | 0.0014415 | 0.058542 | 0.00030773 | 0 | 0 | 3.9229 | 0.23052 | 0.023983 | 0.016473 | 0.015268 | 0.00028672 | 0.015598 | 0.0011338 | 0.015265 | 0.00030773 | 0.015268 | 0.00024886 | 0.014873 | 5.8872e-05 | 0.5969 | 2.0065
526 | 0.52808 | 14.2485 | 1864.231 | 0 | 0 | 0.74271 | 0.013843 | 0.63655 | 0.016491 | 0.47846 | 0.00091891 | 0 | 0 | 0 | 0 | 0.037416 | 0.0011353 | 0.054989 | 0.00023999 | 0 | 0 | 3.4035 | 0.18754 | 0.022016 | 0.013615 | 0.01506 | 0.00022801 | 0.015559 | 0.00089535 | 0.015057 | 0.00023999 | 0.01506 | 0.00019406 | 0.014874 | 4.5935e-05 | 0.6458 | 1.5772
527 | 0.45255 | 15.5855 | 2247.2644 | 0 | 0 | 0.78104 | 0.016634 | 0.66299 | 0.016491 | 0.45772 | 0.00091891 | 0 | 0 | 0 | 0 | 0.037622 | 0.0014117 | 0.057968 | 0.00030026 | 0 | 0 | 3.9125 | 0.22964 | 0.023925 | 0.01635 | 0.015268 | 0.00028413 | 0.015557 | 0.0011115 | 0.015265 | 0.00030026 | 0.01506 | 0.0002428 | 0.014874 | 5.7459e-05 | 0.91842 | 1.3516
528 | 0.57481 | 13.953 | 1768.5435 | 0 | 0 | 0.74315 | 0.013272 | 0.60968 | 0.016491 | 0.51286 | 0.00091891 | 0 | 0 | 0 | 0 | 0.037416 | 0.0010939 | 0.05457 | 0.0002317 | 0 | 0 | 3.2675 | 0.1767 | 0.021745 | 0.013055 | 0.01506 | 0.00021667 | 0.015559 | 0.00086224 | 0.015057 | 0.0002317 | 0.01506 | 0.00018737 | 0.014874 | 4.4339e-05 | 0.58378 | 1.7168
529 | 0.57868 | 14.1419 | 1955.4857 | 0 | 0 | 0.73351 | 0.014623 | 0.63101 | 0.016491 | 0.39063 | 0.00091891 | 0 | 0 | 0 | 0 | 0.037624 | 0.001227 | 0.056049 | 0.00026035 | 0 | 0 | 3.5237 | 0.19727 | 0.022383 | 0.014379 | 0.01506 | 0.00024358 | 0.015558 | 0.0009667 | 0.015265 | 0.00026035 | 0.01506 | 0.00021053 | 0.014874 | 4.9817e-05 | 0.68249 | 1.7283
530 | 0.58395 | 15.518 | 2325.0966 | 0 | 0 | 0.74015 | 0.016997 | 0.68004 | 0.019491 | 0.40629 | 0.00091891 | 0 | 0 | 0 | 0 | 0.037663 | 0.0014603 | 0.058719 | 0.00031169 | 0 | 0 | 3.9827 | 0.23563 | 0.024093 | 0.016705 | 0.015268 | 0.00029154 | 0.015598 | 0.0011486 | 0.015265 | 0.00031169 | 0.015268 | 0.00025206 | 0.014874 | 5.9637e-05 | 0.66301 | 1.7441
531 | 0.57766 | 16.6836 | 2458.1477 | 0 | 0 | 0.96732 | 0.017898 | 0.63962 | 0.019491 | 0.49778 | 0.00091891 | 0 | 0 | 0 | 0 | 0.037663 | 0.0015349 | 0.059421 | 0.0003276 | 0 | 0 | 4.1545 | 0.25044 | 0.024508 | 0.017588 | 0.015268 | 0.00030995 | 0.015597 | 0.0012073 | 0.015265 | 0.0003276 | 0.015268 | 0.0002649 | 0.014874 | 6.2697e-05 | 1.0563 | 1.7253
532 | 0.47808 | 16.7235 | 2281.4647 | 0 | 0 | 0.97954 | 0.016863 | 0.70508 | 0.016491 | 0.55301 | 0.00091891 | 0 | 0 | 0 | 0 | 0.037664 | 0.0014253 | 0.058082 | 0.00030291 | 0 | 0 | 3.9575 | 0.23347 | 0.024031 | 0.016575 | 0.015268 | 0.00028879 | 0.015598 | 0.0011224 | 0.015265 | 0.00030291 | 0.01506 | 0.00024494 | 0.014874 | 5.7971e-05 | 0.926 | 1.4279
533 | 0.51884 | 15.5008 | 2131.3346 | 0 | 0 | 0.8478 | 0.015835 | 0.69011 | 0.016491 | 0.46043 | 0.00091891 | 0 | 0 | 0 | 0 | 0.037622 | 0.0013471 | 0.057344 | 0.00028674 | 0 | 0 | 3.7597 | 0.21676 | 0.023553 | 0.015567 | 0.015268 | 0.00026796 | 0.015557 | 0.0010603 | 0.015265 | 0.00028674 | 0.01506 | 0.00023188 | 0.014874 | 5.4862e-05 | 0.54211 | 1.5496
534 | 0.56696 | 14.5513 | 2021.9637 | 0 | 0 | 0.76274 | 0.015101 | 0.64683 | 0.016491 | 0.40569 | 0.00091891 | 0 | 0 | 0 | 0 | 0.037623 | 0.0012678 | 0.05648 | 0.00026911 | 0 | 0 | 3.6133 | 0.20461 | 0.022608 | 0.014847 | 0.015268 | 0.00025317 | 0.015558 | 0.00099871 | 0.015265 | 0.00026911 | 0.01506 | 0.00021762 | 0.014874 | 5.1495e-05 | 0.6786 | 1.6933
535 | 0.48923 | 15.275 | 2258.5663 | 0 | 0 | 0.77947 | 0.016804 | 0.64998 | 0.016491 | 0.38678 | 0.00091891 | 0 | 0 | 0 | 0 | 0.037664 | 0.0014285 | 0.058145 | 0.00030403 | 0 | 0 | 3.9248 | 0.23069 | 0.024003 | 0.016516 | 0.015268 | 0.0002876 | 0.015598 | 0.0011245 | 0.015265 | 0.00030403 | 0.01506 | 0.00024585 | 0.014874 | 5.8175e-05 | 0.86548 | 1.4612
536 | 0.55307 | 15.1615 | 2121.538 | 0 | 0 | 0.73284 | 0.015778 | 0.62137 | 0.016491 | 0.52199 | 0.00091891 | 0 | 0 | 0 | 0 | 0.037623 | 0.0013394 | 0.05725 | 0.00028487 | 0 | 0 | 3.7465 | 0.21566 | 0.023526 | 0.015511 | 0.015268 | 0.0002668 | 0.015557 | 0.0010545 | 0.015265 | 0.00028487 | 0.01506 | 0.00023036 | 0.014874 | 5.451e-05 | 0.68042 | 1.6519
537 | 0.50755 | 14.2681 | 1908.2015 | 0 | 0 | 0.72716 | 0.014321 | 0.64505 | 0.016491 | 0.4511 | 0.00091891 | 0 | 0 | 0 | 0 | 0.037624 | 0.0011937 | 0.05566 | 0.00025275 | 0 | 0 | 3.4587 | 0.19199 | 0.022241 | 0.014083 | 0.01506 | 0.00023752 | 0.015559 | 0.00094099 | 0.015265 | 0.00025275 | 0.01506 | 0.00020438 | 0.014874 | 4.8367e-05 | 0.60931 | 1.5159
538 | 0.53088 | 16.4816 | 2432.6084 | 0 | 0 | 0.89996 | 0.017744 | 0.70049 | 0.019491 | 0.44725 | 0.00091891 | 0 | 0 | 0 | 0 | 0.037663 | 0.0015328 | 0.059425 | 0.00032731 | 0 | 0 | 4.1209 | 0.24753 | 0.024437 | 0.017438 | 0.015268 | 0.00030677 | 0.015597 | 0.0012055 | 0.015265 | 0.00032731 | 0.015268 | 0.00026469 | 0.014874 | 6.2623e-05 | 0.6892 | 1.5856
539 | 0.64993 | 15.0503 | 2089.3321 | 0 | 0 | 0.73949 | 0.015559 | 0.69727 | 0.016491 | 0.44006 | 0.00091891 | 0 | 0 | 0 | 0 | 0.037623 | 0.0013229 | 0.057105 | 0.0002817 | 0 | 0 | 3.7034 | 0.21207 | 0.023424 | 0.015297 | 0.015268 | 0.00026242 | 0.015557 | 0.0010412 | 0.015265 | 0.0002817 | 0.01506 | 0.00022781 | 0.014873 | 5.3896e-05 | 0.73421 | 1.9412
540 | 0.48886 | 14.1574 | 1853.904 | 0 | 0 | 0.86776 | 0.01395 | 0.61794 | 0.016491 | 0.41026 | 0.00091891 | 0 | 0 | 0 | 0 | 0.037416 | 0.0011477 | 0.055124 | 0.00024249 | 0 | 0 | 3.3842 | 0.18599 | 0.022066 | 0.01372 | 0.01506 | 0.00023012 | 0.015559 | 0.00090518 | 0.015057 | 0.00024249 | 0.01506 | 0.00019608 | 0.014874 | 4.6404e-05 | 0.64849 | 1.4601
541 | 0.52025 | 15.1542 | 2180.2811 | 0 | 0 | 0.79106 | 0.01628 | 0.67503 | 0.016491 | 0.38618 | 0.00091891 | 0 | 0 | 0 | 0 | 0.037622 | 0.0013777 | 0.057609 | 0.00029261 | 0 | 0 | 3.8219 | 0.22198 | 0.02376 | 0.016003 | 0.015268 | 0.00027692 | 0.015557 | 0.0010851 | 0.015265 | 0.00029261 | 0.01506 | 0.00023662 | 0.014874 | 5.5994e-05 | 0.70965 | 1.5538
542 | 0.50556 | 15.1132 | 2070.9535 | 0 | 0 | 0.86932 | 0.015455 | 0.65005 | 0.016491 | 0.43919 | 0.00091891 | 0 | 0 | 0 | 0 | 0.037623 | 0.0012914 | 0.056699 | 0.00027383 | 0 | 0 | 3.6789 | 0.21003 | 0.023376 | 0.015195 | 0.015268 | 0.0002603 | 0.015558 | 0.0010175 | 0.015265 | 0.00027383 | 0.01506 | 0.00022143 | 0.014874 | 5.2407e-05 | 0.83159 | 1.5099
543 | 0.63756 | 16.2346 | 2489.6349 | 0 | 0 | 0.88452 | 0.018251 | 0.64064 | 0.019491 | 0.41318 | 0.00091891 | 0 | 0 | 0 | 0 | 0.037662 | 0.0015932 | 0.060045 | 0.0003411 | 0 | 0 | 4.1904 | 0.25357 | 0.02467 | 0.017934 | 0.015268 | 0.00031715 | 0.015597 | 0.0012521 | 0.015265 | 0.0003411 | 0.015268 | 0.00027585 | 0.014873 | 6.5254e-05 | 0.75724 | 1.9042
544 | 0.47373 | 16.1261 | 2258.0589 | 0 | 0 | 0.84075 | 0.016708 | 0.67064 | 0.016491 | 0.5406 | 0.00091891 | 0 | 0 | 0 | 0 | 0.037622 | 0.0014114 | 0.057958 | 0.00030021 | 0 | 0 | 3.9268 | 0.23086 | 0.023959 | 0.016423 | 0.015268 | 0.00028568 | 0.015557 | 0.0011112 | 0.015265 | 0.00030021 | 0.01506 | 0.00024276 | 0.014874 | 5.7451e-05 | 0.96671 | 1.4149
545 | 0.49459 | 16.468 | 2445.9753 | 0 | 0 | 0.87005 | 0.017816 | 0.67954 | 0.019491 | 0.4721 | 0.00091891 | 0 | 0 | 0 | 0 | 0.037663 | 0.0015163 | 0.059203 | 0.00032294 | 0 | 0 | 4.1392 | 0.24911 | 0.024471 | 0.017508 | 0.015268 | 0.00030825 | 0.015598 | 0.0011934 | 0.015265 | 0.00032294 | 0.015268 | 0.00026114 | 0.014874 | 6.1806e-05 | 0.98633 | 1.4772
546 | 0.53759 | 16.278 | 2367.7751 | 0 | 0 | 0.8182 | 0.017288 | 0.64877 | 0.019491 | 0.54721 | 0.00091891 | 0 | 0 | 0 | 0 | 0.037663 | 0.001482 | 0.058902 | 0.00031578 | 0 | 0 | 4.0381 | 0.24038 | 0.024227 | 0.016991 | 0.015268 | 0.00029744 | 0.015598 | 0.0011662 | 0.015265 | 0.00031578 | 0.015268 | 0.00025537 | 0.014874 | 6.0412e-05 | 0.60693 | 1.6056
547 | 0.61143 | 14.6572 | 1938.1661 | 0 | 0 | 0.78018 | 0.014399 | 0.62781 | 0.016491 | 0.50674 | 0.00091891 | 0 | 0 | 0 | 0 | 0.037624 | 0.0012078 | 0.055843 | 0.0002562 | 0 | 0 | 3.503 | 0.19558 | 0.022278 | 0.01416 | 0.01506 | 0.00023909 | 0.015558 | 0.00095159 | 0.015265 | 0.0002562 | 0.01506 | 0.00020718 | 0.014874 | 4.902e-05 | 0.62668 | 1.8261
548 | 0.51065 | 16.8678 | 2437.4659 | 0 | 0 | 0.91553 | 0.017757 | 0.74858 | 0.019491 | 0.48207 | 0.00091891 | 0 | 0 | 0 | 0 | 0.037663 | 0.0015215 | 0.059276 | 0.00032427 | 0 | 0 | 4.128 | 0.24814 | 0.024443 | 0.01745 | 0.015268 | 0.00030702 | 0.015598 | 0.0011972 | 0.015265 | 0.00032427 | 0.015268 | 0.00026222 | 0.014874 | 6.2049e-05 | 0.71349 | 1.5251
549 | 0.45655 | 15.8416 | 2257.647 | 0 | 0 | 0.81765 | 0.016703 | 0.66361 | 0.016491 | 0.49084 | 0.00091891 | 0 | 0 | 0 | 0 | 0.037622 | 0.0014185 | 0.058025 | 0.0003016 | 0 | 0 | 3.9261 | 0.2308 | 0.023957 | 0.016417 | 0.015268 | 0.00028551 | 0.015556 | 0.0011169 | 0.015265 | 0.0003016 | 0.01506 | 0.00024388 | 0.014874 | 5.7726e-05 | 0.90707 | 1.3636
550 | 0.53803 | 14.5702 | 1958.3488 | 0 | 0 | 0.79665 | 0.014665 | 0.68364 | 0.016491 | 0.40485 | 0.00091891 | 0 | 0 | 0 | 0 | 0.037624 | 0.0012275 | 0.056055 | 0.0002605 | 0 | 0 | 3.5271 | 0.19755 | 0.022403 | 0.01442 | 0.01506 | 0.00024444 | 0.015558 | 0.000967 | 0.015265 | 0.0002605 | 0.01506 | 0.00021066 | 0.014874 | 4.9844e-05 | 0.71083 | 1.6069
551 | 0.67718 | 17.1515 | 2522.1459 | 0 | 0 | 0.79039 | 0.018322 | 0.76054 | 0.019491 | 0.55235 | 0.00091891 | 0 | 0 | 0 | 0 | 0.037662 | 0.0015991 | 0.060102 | 0.0003424 | 0 | 0 | 4.2355 | 0.25751 | 0.024703 | 0.018004 | 0.015268 | 0.00031863 | 0.015597 | 0.0012567 | 0.015265 | 0.0003424 | 0.015268 | 0.0002769 | 0.014873 | 6.5496e-05 | 0.82346 | 2.0225
552 | 0.49349 | 15.3259 | 2206.8468 | 0 | 0 | 0.8458 | 0.016349 | 0.62377 | 0.016491 | 0.42439 | 0.00091891 | 0 | 0 | 0 | 0 | 0.037622 | 0.001385 | 0.057703 | 0.0002945 | 0 | 0 | 3.8598 | 0.22518 | 0.023792 | 0.016071 | 0.015268 | 0.00027836 | 0.015557 | 0.0010905 | 0.015265 | 0.0002945 | 0.01506 | 0.00023816 | 0.014874 | 5.6347e-05 | 0.72155 | 1.4739
553 | 0.51705 | 16.0564 | 2271.462 | 0 | 0 | 0.78737 | 0.016798 | 0.63274 | 0.016491 | 0.58298 | 0.00091891 | 0 | 0 | 0 | 0 | 0.037664 | 0.0014267 | 0.058121 | 0.00030359 | 0 | 0 | 3.9441 | 0.23233 | 0.024001 | 0.01651 | 0.015268 | 0.00028747 | 0.015598 | 0.0011231 | 0.015265 | 0.00030359 | 0.01506 | 0.00024549 | 0.014874 | 5.81e-05 | 0.91297 | 1.5443
554 | 0.47067 | 16.3824 | 2430.5735 | 0 | 0 | 0.85917 | 0.017842 | 0.74059 | 0.019491 | 0.41012 | 0.00091891 | 0 | 0 | 0 | 0 | 0.037663 | 0.0015192 | 0.059223 | 0.00032336 | 0 | 0 | 4.1161 | 0.24711 | 0.024483 | 0.017534 | 0.015268 | 0.00030876 | 0.015598 | 0.0011959 | 0.015265 | 0.00032336 | 0.015268 | 0.00026148 | 0.014874 | 6.1884e-05 | 1.1213 | 1.4057
555 | 0.60818 | 15.0305 | 2058.5759 | 0 | 0 | 0.87591 | 0.01535 | 0.66618 | 0.016491 | 0.40811 | 0.00091891 | 0 | 0 | 0 | 0 | 0.037623 | 0.0012948 | 0.056758 | 0.00027486 | 0 | 0 | 3.6625 | 0.20867 | 0.023326 | 0.015091 | 0.015268 | 0.00025814 | 0.015558 | 0.00102 | 0.015265 | 0.00027486 | 0.01506 | 0.00022225 | 0.014874 | 5.2609e-05 | 0.83436 | 1.8164
556 | 0.58136 | 14.6397 | 2013.512 | 0 | 0 | 0.81912 | 0.015042 | 0.59015 | 0.016491 | 0.45721 | 0.00091891 | 0 | 0 | 0 | 0 | 0.037623 | 0.0012639 | 0.056436 | 0.00026823 | 0 | 0 | 3.6019 | 0.20367 | 0.02258 | 0.01479 | 0.015268 | 0.00025198 | 0.015558 | 0.00099569 | 0.015265 | 0.00026823 | 0.01506 | 0.0002169 | 0.014874 | 5.1329e-05 | 0.72763 | 1.7364
557 | 0.55696 | 13.3288 | 1754.0107 | 0 | 0 | 0.75356 | 0.013257 | 0.61608 | 0.016491 | 0.35783 | 0.00091891 | 0 | 0 | 0 | 0 | 0.037416 | 0.0010839 | 0.054261 | 0.00022932 | 0 | 0 | 3.245 | 0.17491 | 0.021738 | 0.013041 | 0.01506 | 0.00021639 | 0.015559 | 0.00085459 | 0.015057 | 0.00022932 | 0.014888 | 0.00018543 | 0.014874 | 4.3889e-05 | 0.64786 | 1.6635
558 | 0.49789 | 15.7772 | 2401.7234 | 0 | 0 | 0.77597 | 0.017514 | 0.64434 | 0.019491 | 0.42575 | 0.00091891 | 0 | 0 | 0 | 0 | 0.037663 | 0.0015108 | 0.059215 | 0.00032264 | 0 | 0 | 4.0818 | 0.24414 | 0.024331 | 0.017212 | 0.015268 | 0.00030207 | 0.015598 | 0.0011882 | 0.015265 | 0.00032264 | 0.015268 | 0.0002609 | 0.014874 | 6.1732e-05 | 0.70395 | 1.487
559 | 0.62212 | 14.386 | 1928.5569 | 0 | 0 | 0.67085 | 0.014375 | 0.67008 | 0.016491 | 0.47161 | 0.00091891 | 0 | 0 | 0 | 0 | 0.037624 | 0.0012106 | 0.055895 | 0.00025712 | 0 | 0 | 3.4885 | 0.19441 | 0.022267 | 0.014137 | 0.01506 | 0.00023864 | 0.015558 | 0.0009535 | 0.015265 | 0.00025712 | 0.01506 | 0.00020793 | 0.014873 | 4.9191e-05 | 0.47846 | 1.8581
560 | 0.42459 | 17.0338 | 2590.0965 | 0 | 0 | 1.0243 | 0.018783 | 0.66334 | 0.019491 | 0.42682 | 0.00091891 | 0 | 0 | 0 | 0 | 0.037662 | 0.0016153 | 0.060164 | 0.00034457 | 0 | 0 | 4.3222 | 0.26514 | 0.024913 | 0.018455 | 0.015268 | 0.00032805 | 0.015597 | 0.0012707 | 0.015265 | 0.00034457 | 0.015268 | 0.00027863 | 0.014874 | 6.5944e-05 | 1.1207 | 1.2681
561 | 0.5412 | 15.6448 | 2250.7994 | 0 | 0 | 0.77047 | 0.016654 | 0.67309 | 0.016491 | 0.46616 | 0.00091891 | 0 | 0 | 0 | 0 | 0.037664 | 0.0014314 | 0.058222 | 0.00030532 | 0 | 0 | 3.9167 | 0.23 | 0.023934 | 0.01637 | 0.015268 | 0.00028456 | 0.015598 | 0.0011261 | 0.015265 | 0.00030532 | 0.01506 | 0.00024691 | 0.014873 | 5.8412e-05 | 0.67012 | 1.6164
562 | 0.6043 | 13.648 | 1699.2324 | 0 | 0 | 0.76385 | 0.01283 | 0.64675 | 0.016491 | 0.44644 | 0.00091891 | 0 | 0 | 0 | 0 | 0.037416 | 0.0010413 | 0.053786 | 0.0002205 | 0 | 0 | 3.169 | 0.16896 | 0.021535 | 0.012622 | 0.01506 | 0.00020798 | 0.015559 | 0.00082077 | 0.015057 | 0.0002205 | 0.014888 | 0.0001783 | 0.014874 | 4.2198e-05 | 0.58743 | 1.8049
563 | 0.59665 | 14.293 | 1863.1758 | 0 | 0 | 0.74711 | 0.014009 | 0.59622 | 0.016491 | 0.53131 | 0.00091891 | 0 | 0 | 0 | 0 | 0.037624 | 0.0011722 | 0.055462 | 0.00024867 | 0 | 0 | 3.3965 | 0.18698 | 0.022094 | 0.013778 | 0.01506 | 0.00023133 | 0.015559 | 0.00092355 | 0.015265 | 0.00024867 | 0.01506 | 0.00020109 | 0.014873 | 4.7577e-05 | 0.49062 | 1.782
564 | 0.6022 | 14.7245 | 1987.5732 | 0 | 0 | 0.8492 | 0.014865 | 0.68314 | 0.016491 | 0.38814 | 0.00091891 | 0 | 0 | 0 | 0 | 0.037623 | 0.0012434 | 0.056218 | 0.00026385 | 0 | 0 | 3.5669 | 0.2008 | 0.022498 | 0.014617 | 0.01506 | 0.00024847 | 0.015558 | 0.00097957 | 0.015265 | 0.00026385 | 0.01506 | 0.00021337 | 0.014874 | 5.0489e-05 | 0.66887 | 1.7986
565 | 0.53879 | 16.7118 | 2463.0805 | 0 | 0 | 0.82171 | 0.017931 | 0.71625 | 0.019491 | 0.51261 | 0.00091891 | 0 | 0 | 0 | 0 | 0.037663 | 0.0015313 | 0.059362 | 0.00032636 | 0 | 0 | 4.161 | 0.25101 | 0.024523 | 0.01762 | 0.015268 | 0.00031059 | 0.015597 | 0.001205 | 0.015265 | 0.00032636 | 0.015268 | 0.00026391 | 0.014874 | 6.2455e-05 | 0.94151 | 1.6092
566 | 0.49248 | 16.0845 | 2359.2712 | 0 | 0 | 0.97674 | 0.017232 | 0.6341 | 0.019491 | 0.42374 | 0.00091891 | 0 | 0 | 0 | 0 | 0.037663 | 0.0014595 | 0.058627 | 0.00031026 | 0 | 0 | 4.0276 | 0.23947 | 0.024201 | 0.016936 | 0.015268 | 0.00029629 | 0.015598 | 0.0011493 | 0.015265 | 0.00031026 | 0.015268 | 0.00025089 | 0.014874 | 5.938e-05 | 0.73101 | 1.4709
567 | 0.51768 | 14.7534 | 2084.003 | 0 | 0 | 0.74131 | 0.015581 | 0.6237 | 0.016491 | 0.44338 | 0.00091891 | 0 | 0 | 0 | 0 | 0.037623 | 0.0013162 | 0.056998 | 0.00027968 | 0 | 0 | 3.695 | 0.21137 | 0.023435 | 0.015319 | 0.015268 | 0.00026284 | 0.015557 | 0.0010365 | 0.015265 | 0.00027968 | 0.01506 | 0.00022616 | 0.014874 | 5.3513e-05 | 0.79391 | 1.5462
568 | 0.67759 | 15.2932 | 2123.2217 | 0 | 0 | 0.8548 | 0.015789 | 0.59734 | 0.016491 | 0.50367 | 0.00091891 | 0 | 0 | 0 | 0 | 0.037622 | 0.001345 | 0.057314 | 0.00028609 | 0 | 0 | 3.7486 | 0.21583 | 0.023532 | 0.015522 | 0.015268 | 0.00026701 | 0.015557 | 0.0010589 | 0.015265 | 0.00028609 | 0.01506 | 0.00023135 | 0.014873 | 5.4735e-05 | 0.53204 | 2.0238
569 | 0.46465 | 16.6285 | 2477.2356 | 0 | 0 | 0.8197 | 0.018023 | 0.74245 | 0.019491 | 0.45598 | 0.00091891 | 0 | 0 | 0 | 0 | 0.037663 | 0.0015525 | 0.059592 | 0.00033127 | 0 | 0 | 4.1788 | 0.25256 | 0.024566 | 0.017711 | 0.015268 | 0.00031247 | 0.015597 | 0.0012213 | 0.015265 | 0.00033127 | 0.015268 | 0.00026788 | 0.014874 | 6.3388e-05 | 0.81193 | 1.3878
570 | 0.52901 | 16.5169 | 2399.1778 | 0 | 0 | 0.87467 | 0.017495 | 0.72675 | 0.019491 | 0.47055 | 0.00091891 | 0 | 0 | 0 | 0 | 0.037663 | 0.0015153 | 0.05928 | 0.00032395 | 0 | 0 | 4.0784 | 0.24385 | 0.024323 | 0.017193 | 0.015268 | 0.00030169 | 0.015598 | 0.0011914 | 0.015265 | 0.00032395 | 0.015268 | 0.00026197 | 0.014873 | 6.1979e-05 | 0.66846 | 1.58
571 | 0.46376 | 17.934 | 2607.3293 | 0 | 0 | 0.92343 | 0.018899 | 0.70467 | 0.019491 | 0.65866 | 0.00091891 | 0 | 0 | 0 | 0 | 0.037662 | 0.0016204 | 0.060197 | 0.00034543 | 0 | 0 | 4.3441 | 0.26707 | 0.024966 | 0.018569 | 0.015268 | 0.00033044 | 0.015597 | 0.001275 | 0.015265 | 0.00034543 | 0.015268 | 0.00027933 | 0.014874 | 6.6108e-05 | 1.1515 | 1.3851
572 | 0.54716 | 15.8406 | 2254.7325 | 0 | 0 | 0.95768 | 0.016669 | 0.63479 | 0.016491 | 0.43638 | 0.00091891 | 0 | 0 | 0 | 0 | 0.037622 | 0.001404 | 0.057869 | 0.00029837 | 0 | 0 | 3.923 | 0.23053 | 0.023941 | 0.016384 | 0.015268 | 0.00028488 | 0.015557 | 0.0011057 | 0.015265 | 0.00029837 | 0.01506 | 0.00024127 | 0.014874 | 5.7098e-05 | 0.82594 | 1.6342
573 | 0.59303 | 15.1638 | 1957.1921 | 0 | 0 | 0.78864 | 0.014579 | 0.65322 | 0.016491 | 0.58814 | 0.00091891 | 0 | 0 | 0 | 0 | 0.037624 | 0.0012277 | 0.05607 | 0.00026067 | 0 | 0 | 3.5274 | 0.19758 | 0.022363 | 0.014336 | 0.01506 | 0.0002427 | 0.015558 | 0.00096702 | 0.015265 | 0.00026067 | 0.01506 | 0.0002108 | 0.014873 | 4.9876e-05 | 0.46549 | 1.7712
574 | 0.52335 | 15.8013 | 2281.5581 | 0 | 0 | 0.75131 | 0.016863 | 0.64276 | 0.016491 | 0.52312 | 0.00091891 | 0 | 0 | 0 | 0 | 0.037664 | 0.0014396 | 0.058269 | 0.00030653 | 0 | 0 | 3.9572 | 0.23345 | 0.024031 | 0.016574 | 0.015268 | 0.00028878 | 0.015598 | 0.0011331 | 0.015265 | 0.00030653 | 0.01506 | 0.00024789 | 0.014874 | 5.8642e-05 | 0.86654 | 1.5631
575 | 0.47849 | 15.0026 | 2087.6981 | 0 | 0 | 0.79238 | 0.015552 | 0.67523 | 0.016491 | 0.41924 | 0.00091891 | 0 | 0 | 0 | 0 | 0.037623 | 0.0013028 | 0.056824 | 0.0002763 | 0 | 0 | 3.7017 | 0.21193 | 0.023421 | 0.015289 | 0.015268 | 0.00026224 | 0.015558 | 0.0010265 | 0.015265 | 0.0002763 | 0.01506 | 0.00022343 | 0.014874 | 5.2869e-05 | 0.74076 | 1.4291
576 | 0.59018 | 16.0491 | 2160.5871 | 0 | 0 | 0.85367 | 0.015972 | 0.65509 | 0.016491 | 0.60472 | 0.00091891 | 0 | 0 | 0 | 0 | 0.037622 | 0.0013627 | 0.057513 | 0.00029023 | 0 | 0 | 3.8 | 0.22014 | 0.023617 | 0.015701 | 0.015268 | 0.00027073 | 0.015557 | 0.0010724 | 0.015265 | 0.00029023 | 0.01506 | 0.00023471 | 0.014873 | 5.5526e-05 | 0.54987 | 1.7627
577 | 0.56202 | 14.5785 | 1992.6383 | 0 | 0 | 0.72771 | 0.014897 | 0.66712 | 0.016491 | 0.43736 | 0.00091891 | 0 | 0 | 0 | 0 | 0.037623 | 0.0012632 | 0.056469 | 0.00026859 | 0 | 0 | 3.5733 | 0.20133 | 0.022512 | 0.014648 | 0.015268 | 0.00024907 | 0.015558 | 0.00099458 | 0.015265 | 0.00026859 | 0.01506 | 0.0002172 | 0.014873 | 5.1386e-05 | 0.49807 | 1.6786
578 | 0.71567 | 15.1828 | 2058.1426 | 0 | 0 | 0.70583 | 0.015345 | 0.67237 | 0.016491 | 0.54353 | 0.00091891 | 0 | 0 | 0 | 0 | 0.037623 | 0.0013071 | 0.056932 | 0.00027805 | 0 | 0 | 3.6616 | 0.2086 | 0.023324 | 0.015086 | 0.015268 | 0.00025805 | 0.015557 | 0.0010291 | 0.015265 | 0.00027805 | 0.01506 | 0.00022485 | 0.014873 | 5.3196e-05 | 0.54178 | 2.1375
579 | 0.53513 | 14.9626 | 2097.2783 | 0 | 0 | 0.81369 | 0.015539 | 0.62121 | 0.016491 | 0.44137 | 0.00091891 | 0 | 0 | 0 | 0 | 0.037623 | 0.0013008 | 0.056789 | 0.00027569 | 0 | 0 | 3.7166 | 0.21317 | 0.023415 | 0.015277 | 0.015268 | 0.00026197 | 0.015558 | 0.0010251 | 0.015265 | 0.00027569 | 0.01506 | 0.00022293 | 0.014874 | 5.2764e-05 | 0.72576 | 1.5983
580 | 0.55309 | 14.6052 | 2106.0028 | 0 | 0 | 0.73583 | 0.015706 | 0.59588 | 0.016491 | 0.41951 | 0.00091891 | 0 | 0 | 0 | 0 | 0.037623 | 0.0013322 | 0.057179 | 0.00028338 | 0 | 0 | 3.7249 | 0.21386 | 0.023493 | 0.015441 | 0.015268 | 0.00026536 | 0.015557 | 0.0010488 | 0.015265 | 0.00028338 | 0.01506 | 0.00022915 | 0.014874 | 5.4223e-05 | 0.73333 | 1.6519
581 | 0.60981 | 15.856 | 2400.0073 | 0 | 0 | 0.78197 | 0.017501 | 0.66283 | 0.019491 | 0.42472 | 0.00091891 | 0 | 0 | 0 | 0 | 0.037663 | 0.0015162 | 0.059291 | 0.00032414 | 0 | 0 | 4.0794 | 0.24394 | 0.024325 | 0.017199 | 0.015268 | 0.00030182 | 0.015598 | 0.0011921 | 0.015265 | 0.00032414 | 0.015268 | 0.00026213 | 0.014873 | 6.2011e-05 | 0.64507 | 1.8213
582 | 0.44822 | 15.7536 | 2212.1564 | 0 | 0 | 0.87018 | 0.016393 | 0.63223 | 0.016491 | 0.50416 | 0.00091891 | 0 | 0 | 0 | 0 | 0.037622 | 0.0013957 | 0.057836 | 0.00029732 | 0 | 0 | 3.8663 | 0.22573 | 0.023813 | 0.016114 | 0.015268 | 0.00027928 | 0.015557 | 0.0010984 | 0.015265 | 0.00029732 | 0.01506 | 0.00024042 | 0.014874 | 5.6898e-05 | 0.69781 | 1.3387
583 | 0.62714 | 13.8045 | 1815.233 | 0 | 0 | 0.76233 | 0.013594 | 0.65385 | 0.016491 | 0.38066 | 0.00091891 | 0 | 0 | 0 | 0 | 0.037416 | 0.0011143 | 0.054777 | 0.00023584 | 0 | 0 | 3.333 | 0.1819 | 0.021898 | 0.013371 | 0.01506 | 0.00022309 | 0.015559 | 0.00087843 | 0.015057 | 0.00023584 | 0.01506 | 0.00019071 | 0.014874 | 4.5136e-05 | 0.64042 | 1.8731
584 | 0.65486 | 14.252 | 1969.5911 | 0 | 0 | 0.74963 | 0.01474 | 0.64545 | 0.016491 | 0.38291 | 0.00091891 | 0 | 0 | 0 | 0 | 0.037623 | 0.0012473 | 0.056296 | 0.00026509 | 0 | 0 | 3.5421 | 0.19877 | 0.022439 | 0.014494 | 0.01506 | 0.00024592 | 0.015558 | 0.00098224 | 0.015265 | 0.00026509 | 0.01506 | 0.00021438 | 0.014873 | 5.0715e-05 | 0.60083 | 1.9559
585 | 0.48304 | 15.9496 | 2368.4063 | 0 | 0 | 0.84018 | 0.017291 | 0.68092 | 0.019491 | 0.41907 | 0.00091891 | 0 | 0 | 0 | 0 | 0.037663 | 0.0014818 | 0.058901 | 0.00031583 | 0 | 0 | 4.039 | 0.24045 | 0.024229 | 0.016993 | 0.015268 | 0.00029751 | 0.015598 | 0.001166 | 0.015265 | 0.00031583 | 0.015268 | 0.0002554 | 0.014874 | 6.0431e-05 | 0.67595 | 1.4427
586 | 0.62688 | 15.7936 | 2323.884 | 0 | 0 | 0.77767 | 0.016989 | 0.71145 | 0.019491 | 0.42205 | 0.00091891 | 0 | 0 | 0 | 0 | 0.037663 | 0.0014565 | 0.058653 | 0.00031035 | 0 | 0 | 3.9812 | 0.2355 | 0.024089 | 0.016698 | 0.015268 | 0.00029135 | 0.015598 | 0.0011461 | 0.015265 | 0.00031035 | 0.015268 | 0.00025097 | 0.014874 | 5.9381e-05 | 0.77786 | 1.8723
587 | 0.50721 | 14.3525 | 1911.1259 | 0 | 0 | 0.78356 | 0.014343 | 0.68069 | 0.016491 | 0.39988 | 0.00091891 | 0 | 0 | 0 | 0 | 0.037624 | 0.0011819 | 0.055485 | 0.00024964 | 0 | 0 | 3.4631 | 0.19234 | 0.022252 | 0.014105 | 0.01506 | 0.00023796 | 0.015559 | 0.00093226 | 0.015265 | 0.00024964 | 0.01506 | 0.00020186 | 0.014874 | 4.778e-05 | 0.64056 | 1.5149
588 | 0.53752 | 14.308 | 1842.6876 | 0 | 0 | 0.78779 | 0.013871 | 0.66791 | 0.016491 | 0.45588 | 0.00091891 | 0 | 0 | 0 | 0 | 0.037416 | 0.001152 | 0.055217 | 0.0002441 | 0 | 0 | 3.3683 | 0.18472 | 0.022029 | 0.013643 | 0.01506 | 0.00022858 | 0.015559 | 0.00090786 | 0.015057 | 0.0002441 | 0.01506 | 0.00019739 | 0.014874 | 4.6713e-05 | 0.53848 | 1.6054
589 | 0.51908 | 14.1966 | 1891.4572 | 0 | 0 | 0.81015 | 0.014205 | 0.65067 | 0.016491 | 0.39107 | 0.00091891 | 0 | 0 | 0 | 0 | 0.037624 | 0.0011833 | 0.055547 | 0.0002505 | 0 | 0 | 3.4357 | 0.19013 | 0.022187 | 0.01397 | 0.01506 | 0.00023522 | 0.015559 | 0.00093283 | 0.015265 | 0.0002505 | 0.01506 | 0.00020257 | 0.014874 | 4.7935e-05 | 0.71157 | 1.5503
590 | 0.52026 | 15.0812 | 2116.9297 | 0 | 0 | 0.84256 | 0.015761 | 0.65197 | 0.016491 | 0.40854 | 0.00091891 | 0 | 0 | 0 | 0 | 0.037623 | 0.0013236 | 0.057062 | 0.00028128 | 0 | 0 | 3.7404 | 0.21515 | 0.023519 | 0.015494 | 0.015268 | 0.0002665 | 0.015557 | 0.0010424 | 0.015265 | 0.00028128 | 0.01506 | 0.00022744 | 0.014874 | 5.3835e-05 | 0.7744 | 1.5539
591 | 0.63471 | 13.5989 | 1728.5588 | 0 | 0 | 0.72844 | 0.013079 | 0.63638 | 0.016491 | 0.44191 | 0.00091891 | 0 | 0 | 0 | 0 | 0.037416 | 0.0010782 | 0.054236 | 0.00022864 | 0 | 0 | 3.2088 | 0.17207 | 0.021653 | 0.012866 | 0.01506 | 0.00021286 | 0.015559 | 0.00084951 | 0.015057 | 0.00022864 | 0.014888 | 0.00018489 | 0.014874 | 4.3756e-05 | 0.48544 | 1.8957
592 | 0.45836 | 16.9084 | 2374.5608 | 0 | 0 | 0.89374 | 0.01727 | 0.73503 | 0.019491 | 0.56631 | 0.00091891 | 0 | 0 | 0 | 0 | 0.037663 | 0.0014687 | 0.058728 | 0.0003124 | 0 | 0 | 4.0489 | 0.24131 | 0.024219 | 0.016973 | 0.015268 | 0.00029705 | 0.015598 | 0.0011563 | 0.015265 | 0.0003124 | 0.015268 | 0.00025261 | 0.014874 | 5.9789e-05 | 0.80752 | 1.369
593 | 0.65164 | 14.5367 | 1968.1029 | 0 | 0 | 0.76672 | 0.014731 | 0.68873 | 0.016491 | 0.40153 | 0.00091891 | 0 | 0 | 0 | 0 | 0.037624 | 0.001238 | 0.056182 | 0.00026296 | 0 | 0 | 3.5403 | 0.19862 | 0.022434 | 0.014485 | 0.01506 | 0.00024576 | 0.015558 | 0.00097506 | 0.015265 | 0.00026296 | 0.01506 | 0.00021265 | 0.014874 | 5.0313e-05 | 0.68009 | 1.9463
594 | 0.538 | 14.6772 | 1961.7459 | 0 | 0 | 0.87077 | 0.01465 | 0.61145 | 0.016491 | 0.45535 | 0.00091891 | 0 | 0 | 0 | 0 | 0.037624 | 0.0012177 | 0.055912 | 0.00025788 | 0 | 0 | 3.5331 | 0.19803 | 0.022396 | 0.014405 | 0.01506 | 0.00024412 | 0.015558 | 0.00095978 | 0.015265 | 0.00025788 | 0.01506 | 0.00020853 | 0.014874 | 4.9355e-05 | 0.60523 | 1.6068
595 | 0.51855 | 13.9627 | 1927.4807 | 0 | 0 | 0.73804 | 0.014427 | 0.58883 | 0.016491 | 0.408 | 0.00091891 | 0 | 0 | 0 | 0 | 0.037624 | 0.0011959 | 0.055664 | 0.000253 | 0 | 0 | 3.486 | 0.19421 | 0.022291 | 0.014188 | 0.01506 | 0.00023966 | 0.015559 | 0.00094293 | 0.015265 | 0.000253 | 0.01506 | 0.00020458 | 0.014874 | 4.8419e-05 | 0.81943 | 1.5488
596 | 0.64024 | 14.2708 | 1995.5804 | 0 | 0 | 0.7257 | 0.01492 | 0.64354 | 0.016491 | 0.38275 | 0.00091891 | 0 | 0 | 0 | 0 | 0.037623 | 0.0012497 | 0.056265 | 0.00026481 | 0 | 0 | 3.5777 | 0.20169 | 0.022523 | 0.014671 | 0.015268 | 0.00024951 | 0.015558 | 0.00098486 | 0.015265 | 0.00026481 | 0.01506 | 0.00021414 | 0.014874 | 5.0675e-05 | 0.5877 | 1.9122
597 | 0.50961 | 16.7928 | 2452.7934 | 0 | 0 | 0.83581 | 0.017961 | 0.73074 | 0.019491 | 0.51927 | 0.00091891 | 0 | 0 | 0 | 0 | 0.037663 | 0.0015314 | 0.05935 | 0.0003262 | 0 | 0 | 4.1453 | 0.24965 | 0.024537 | 0.01765 | 0.015268 | 0.00031121 | 0.015597 | 0.0012052 | 0.015265 | 0.0003262 | 0.015268 | 0.00026377 | 0.014874 | 6.243e-05 | 1.0862 | 1.522
598 | 0.46546 | 15.2257 | 2104.7849 | 0 | 0 | 0.86583 | 0.015669 | 0.67462 | 0.016491 | 0.41739 | 0.00091891 | 0 | 0 | 0 | 0 | 0.037623 | 0.0013073 | 0.05686 | 0.00027723 | 0 | 0 | 3.7247 | 0.21384 | 0.023476 | 0.015404 | 0.015268 | 0.00026462 | 0.015557 | 0.0010301 | 0.015265 | 0.00027723 | 0.01506 | 0.00022418 | 0.014874 | 5.3058e-05 | 0.968 | 1.3902
599 | 0.65525 | 14.3301 | 1993.624 | 0 | 0 | 0.69369 | 0.014834 | 0.68566 | 0.016491 | 0.37539 | 0.00091891 | 0 | 0 | 0 | 0 | 0.037623 | 0.0012603 | 0.056449 | 0.00026818 | 0 | 0 | 3.5765 | 0.20159 | 0.022483 | 0.014586 | 0.01506 | 0.00024781 | 0.015558 | 0.00099216 | 0.015265 | 0.00026818 | 0.01506 | 0.00021686 | 0.014873 | 5.1313e-05 | 0.6674 | 1.957
600 | 0.59195 | 15.291 | 2097.6913 | 0 | 0 | 0.78243 | 0.015687 | 0.61857 | 0.016491 | 0.54728 | 0.00091891 | 0 | 0 | 0 | 0 | 0.037623 | 0.0013207 | 0.057042 | 0.00028071 | 0 | 0 | 3.7131 | 0.21287 | 0.023484 | 0.015422 | 0.015268 | 0.000265 | 0.015557 | 0.00104 | 0.015265 | 0.00028071 | 0.01506 | 0.00022699 | 0.014874 | 5.3717e-05 | 0.84807 | 1.768
601 | 0.49792 | 15.8278 | 2362.2328 | 0 | 0 | 0.86006 | 0.017286 | 0.64287 | 0.019491 | 0.41982 | 0.00091891 | 0 | 0 | 0 | 0 | 0.037663 | 0.0014629 | 0.058668 | 0.00031115 | 0 | 0 | 4.0306 | 0.23973 | 0.024226 | 0.016989 | 0.015268 | 0.00029742 | 0.015598 | 0.0011517 | 0.015265 | 0.00031115 | 0.015268 | 0.0002516 | 0.014874 | 5.9544e-05 | 1.0721 | 1.4871
602 | 0.62475 | 15.4972 | 2139.8311 | 0 | 0 | 0.82137 | 0.015892 | 0.60385 | 0.016491 | 0.55514 | 0.00091891 | 0 | 0 | 0 | 0 | 0.037622 | 0.0013543 | 0.057409 | 0.0002881 | 0 | 0 | 3.7709 | 0.2177 | 0.02358 | 0.015623 | 0.015268 | 0.00026908 | 0.015557 | 0.0010662 | 0.015265 | 0.0002881 | 0.01506 | 0.00023298 | 0.014874 | 5.5121e-05 | 0.57343 | 1.8659
603 | 0.617 | 13.9051 | 1922.6587 | 0 | 0 | 0.71259 | 0.014226 | 0.58981 | 0.016491 | 0.40921 | 0.00091891 | 0 | 0 | 0 | 0 | 0.037624 | 0.0011863 | 0.055576 | 0.00025107 | 0 | 0 | 3.4838 | 0.19402 | 0.022196 | 0.01399 | 0.01506 | 0.00023561 | 0.015559 | 0.00093524 | 0.015265 | 0.00025107 | 0.01506 | 0.00020303 | 0.014874 | 4.8044e-05 | 0.65083 | 1.8428
604 | 0.59962 | 14.3771 | 1956.7511 | 0 | 0 | 0.74839 | 0.014621 | 0.6359 | 0.016491 | 0.43426 | 0.00091891 | 0 | 0 | 0 | 0 | 0.037624 | 0.0012245 | 0.056021 | 0.00025976 | 0 | 0 | 3.5258 | 0.19744 | 0.022382 | 0.014377 | 0.01506 | 0.00024355 | 0.015558 | 0.00096471 | 0.015265 | 0.00025976 | 0.01506 | 0.00021007 | 0.014874 | 4.9697e-05 | 0.64234 | 1.7909
605 | 0.65103 | 16.7013 | 2528.2125 | 0 | 0 | 0.86361 | 0.018364 | 0.70403 | 0.019491 | 0.4473 | 0.00091891 | 0 | 0 | 0 | 0 | 0.037662 | 0.0015946 | 0.060018 | 0.0003407 | 0 | 0 | 4.2435 | 0.25821 | 0.024722 | 0.018045 | 0.015268 | 0.00031945 | 0.015597 | 0.0012539 | 0.015265 | 0.0003407 | 0.015268 | 0.00027552 | 0.014874 | 6.5183e-05 | 0.82215 | 1.9444
606 | 0.61797 | 14.4144 | 1975.7094 | 0 | 0 | 0.6999 | 0.014872 | 0.64498 | 0.016491 | 0.45061 | 0.00091891 | 0 | 0 | 0 | 0 | 0.037623 | 0.0012586 | 0.056415 | 0.00026752 | 0 | 0 | 3.548 | 0.19925 | 0.022501 | 0.014624 | 0.015268 | 0.00024858 | 0.015558 | 0.00099107 | 0.015265 | 0.00026752 | 0.01506 | 0.00021634 | 0.014873 | 5.1181e-05 | 0.61829 | 1.8457
607 | 0.565 | 17.6639 | 2467.6625 | 0 | 0 | 0.91229 | 0.017959 | 0.66108 | 0.019491 | 0.74735 | 0.00091891 | 0 | 0 | 0 | 0 | 0.037663 | 0.0015423 | 0.059489 | 0.00032905 | 0 | 0 | 4.1667 | 0.2515 | 0.024536 | 0.017648 | 0.015268 | 0.00031117 | 0.015597 | 0.0012133 | 0.015265 | 0.00032905 | 0.015268 | 0.00026608 | 0.014874 | 6.2967e-05 | 0.74463 | 1.6875
608 | 0.59427 | 15.7655 | 2239.0354 | 0 | 0 | 0.81111 | 0.016554 | 0.71735 | 0.016491 | 0.43639 | 0.00091891 | 0 | 0 | 0 | 0 | 0.037664 | 0.0014234 | 0.058156 | 0.00030384 | 0 | 0 | 3.9018 | 0.22873 | 0.023888 | 0.016272 | 0.015268 | 0.00028254 | 0.015598 | 0.0011196 | 0.015265 | 0.00030384 | 0.01506 | 0.00024572 | 0.014873 | 5.8126e-05 | 0.52955 | 1.7749
609 | 0.46229 | 14.6481 | 2002.1059 | 0 | 0 | 0.77652 | 0.014817 | 0.6238 | 0.016491 | 0.45804 | 0.00091891 | 0 | 0 | 0 | 0 | 0.037624 | 0.001227 | 0.055994 | 0.00025967 | 0 | 0 | 3.5909 | 0.20277 | 0.022475 | 0.01457 | 0.01506 | 0.00024748 | 0.015558 | 0.00096736 | 0.015265 | 0.00025967 | 0.01506 | 0.00020997 | 0.014874 | 4.9696e-05 | 0.75369 | 1.3807
610 | 0.69802 | 15.4621 | 2126.1239 | 0 | 0 | 0.81283 | 0.015726 | 0.63655 | 0.016491 | 0.5285 | 0.00091891 | 0 | 0 | 0 | 0 | 0.037623 | 0.0013367 | 0.057217 | 0.00028412 | 0 | 0 | 3.7547 | 0.21635 | 0.023502 | 0.015461 | 0.015268 | 0.00026573 | 0.015557 | 0.0010525 | 0.015265 | 0.00028412 | 0.01506 | 0.00022976 | 0.014874 | 5.436e-05 | 0.77528 | 2.0848
611 | 0.44217 | 15.112 | 2114.4768 | 0 | 0 | 0.81972 | 0.01568 | 0.62163 | 0.016491 | 0.46126 | 0.00091891 | 0 | 0 | 0 | 0 | 0.037623 | 0.0013115 | 0.056902 | 0.00027807 | 0 | 0 | 3.739 | 0.21503 | 0.023481 | 0.015416 | 0.015268 | 0.00026483 | 0.015557 | 0.0010334 | 0.015265 | 0.00027807 | 0.01506 | 0.00022485 | 0.014874 | 5.3219e-05 | 0.69945 | 1.3206
612 | 0.54993 | 15.1593 | 2116.1188 | 0 | 0 | 0.79629 | 0.015742 | 0.68538 | 0.016491 | 0.42315 | 0.00091891 | 0 | 0 | 0 | 0 | 0.037623 | 0.0013242 | 0.057054 | 0.00028106 | 0 | 0 | 3.7396 | 0.21508 | 0.02351 | 0.015476 | 0.015268 | 0.00026607 | 0.015557 | 0.0010432 | 0.015265 | 0.00028106 | 0.01506 | 0.00022727 | 0.014874 | 5.3789e-05 | 0.87044 | 1.6425
613 | 0.52918 | 16.5998 | 2415.2977 | 0 | 0 | 0.92365 | 0.017607 | 0.7201 | 0.019491 | 0.45568 | 0.00091891 | 0 | 0 | 0 | 0 | 0.037663 | 0.0015138 | 0.059223 | 0.00032292 | 0 | 0 | 4.0994 | 0.24566 | 0.024374 | 0.017303 | 0.015268 | 0.00030395 | 0.015598 | 0.0011908 | 0.015265 | 0.00032292 | 0.015268 | 0.00026114 | 0.014874 | 6.1787e-05 | 0.76921 | 1.5805
614 | 0.54387 | 15.4942 | 2262.272 | 0 | 0 | 0.76424 | 0.016713 | 0.62899 | 0.016491 | 0.46709 | 0.00091891 | 0 | 0 | 0 | 0 | 0.037664 | 0.0014348 | 0.058238 | 0.00030574 | 0 | 0 | 3.9323 | 0.23132 | 0.023961 | 0.016427 | 0.015268 | 0.00028572 | 0.015598 | 0.001129 | 0.015265 | 0.00030574 | 0.01506 | 0.00024725 | 0.014874 | 5.8494e-05 | 0.61083 | 1.6244
615 | 0.45532 | 16.2815 | 2376.5615 | 0 | 0 | 0.82913 | 0.017348 | 0.65698 | 0.019491 | 0.52633 | 0.00091891 | 0 | 0 | 0 | 0 | 0.037663 | 0.0014766 | 0.058811 | 0.00031416 | 0 | 0 | 4.0498 | 0.24138 | 0.024255 | 0.017049 | 0.015268 | 0.00029865 | 0.015598 | 0.0011624 | 0.015265 | 0.00031416 | 0.015268 | 0.00025404 | 0.014874 | 6.0121e-05 | 0.93467 | 1.3599
616 | 0.65968 | 15.0747 | 2194.59 | 0 | 0 | 0.73835 | 0.016254 | 0.66141 | 0.016491 | 0.39878 | 0.00091891 | 0 | 0 | 0 | 0 | 0.037622 | 0.0013952 | 0.057849 | 0.00029729 | 0 | 0 | 3.8434 | 0.22379 | 0.023748 | 0.015978 | 0.015268 | 0.00027641 | 0.015557 | 0.0010979 | 0.015265 | 0.00029729 | 0.01506 | 0.00024041 | 0.014873 | 5.6874e-05 | 0.56561 | 1.9703
617 | 0.59263 | 15.4839 | 2262.1137 | 0 | 0 | 0.82096 | 0.016732 | 0.64408 | 0.016491 | 0.41537 | 0.00091891 | 0 | 0 | 0 | 0 | 0.037664 | 0.0014252 | 0.058115 | 0.00030328 | 0 | 0 | 3.9319 | 0.23129 | 0.02397 | 0.016446 | 0.015268 | 0.00028612 | 0.015598 | 0.0011219 | 0.015265 | 0.00030328 | 0.01506 | 0.00024525 | 0.014874 | 5.8026e-05 | 0.79893 | 1.77
618 | 0.59231 | 13.7866 | 1893.6794 | 0 | 0 | 0.66647 | 0.014075 | 0.61106 | 0.016491 | 0.41106 | 0.00091891 | 0 | 0 | 0 | 0 | 0.037624 | 0.0011802 | 0.055554 | 0.00025043 | 0 | 0 | 3.4425 | 0.19068 | 0.022125 | 0.013843 | 0.01506 | 0.00023265 | 0.015559 | 0.0009298 | 0.015265 | 0.00025043 | 0.01506 | 0.00020252 | 0.014873 | 4.7913e-05 | 0.63578 | 1.7691
619 | 0.51662 | 13.9274 | 1843.1983 | 0 | 0 | 0.80831 | 0.013774 | 0.57928 | 0.016491 | 0.43457 | 0.00091891 | 0 | 0 | 0 | 0 | 0.037416 | 0.0011348 | 0.054997 | 0.00023998 | 0 | 0 | 3.3721 | 0.18502 | 0.021983 | 0.013548 | 0.01506 | 0.00022663 | 0.015559 | 0.00089478 | 0.015057 | 0.00023998 | 0.01506 | 0.00019406 | 0.014874 | 4.5924e-05 | 0.71178 | 1.543
620 | 0.45415 | 15.0896 | 2054.2469 | 0 | 0 | 0.84458 | 0.015208 | 0.64547 | 0.016491 | 0.46397 | 0.00091891 | 0 | 0 | 0 | 0 | 0.037623 | 0.0012685 | 0.056449 | 0.00026875 | 0 | 0 | 3.6601 | 0.20847 | 0.02326 | 0.014952 | 0.015268 | 0.0002553 | 0.015558 | 0.00099978 | 0.015265 | 0.00026875 | 0.01506 | 0.00021732 | 0.014874 | 5.1435e-05 | 0.70013 | 1.3564
621 | 0.47446 | 13.5305 | 1776.2233 | 0 | 0 | 0.71849 | 0.013334 | 0.61461 | 0.016491 | 0.41086 | 0.00091891 | 0 | 0 | 0 | 0 | 0.037416 | 0.001094 | 0.054565 | 0.00023172 | 0 | 0 | 3.2782 | 0.17754 | 0.021774 | 0.013116 | 0.01506 | 0.00021793 | 0.015559 | 0.0008623 | 0.015057 | 0.00023172 | 0.01506 | 0.00018737 | 0.014874 | 4.4344e-05 | 0.59947 | 1.4171
622 | 0.55323 | 15.7877 | 2280.8465 | 0 | 0 | 0.7584 | 0.016857 | 0.7291 | 0.016491 | 0.42961 | 0.00091891 | 0 | 0 | 0 | 0 | 0.037663 | 0.0014509 | 0.058635 | 0.00030978 | 0 | 0 | 3.9559 | 0.23334 | 0.024028 | 0.016569 | 0.015268 | 0.0002887 | 0.015598 | 0.0011411 | 0.015265 | 0.00030978 | 0.015268 | 0.00025051 | 0.014873 | 5.9268e-05 | 0.55671 | 1.6523
623 | 0.56785 | 14.4073 | 2036.6771 | 0 | 0 | 0.80046 | 0.015108 | 0.59564 | 0.016491 | 0.38465 | 0.00091891 | 0 | 0 | 0 | 0 | 0.037623 | 0.0012706 | 0.0565 | 0.00026949 | 0 | 0 | 3.6356 | 0.20645 | 0.022611 | 0.014854 | 0.015268 | 0.00025328 | 0.015558 | 0.0010011 | 0.015265 | 0.00026949 | 0.01506 | 0.00021792 | 0.014874 | 5.1566e-05 | 0.69863 | 1.696
624 | 0.71186 | 13.9007 | 1801.4682 | 0 | 0 | 0.77958 | 0.013582 | 0.65363 | 0.016491 | 0.40767 | 0.00091891 | 0 | 0 | 0 | 0 | 0.037416 | 0.0011353 | 0.055061 | 0.00024086 | 0 | 0 | 3.3109 | 0.18013 | 0.021892 | 0.013359 | 0.01506 | 0.00022281 | 0.015559 | 0.0008944 | 0.015057 | 0.00024086 | 0.01506 | 0.00019478 | 0.014873 | 4.6088e-05 | 0.44817 | 2.1261
625 | 0.51621 | 16.8894 | 2600.7599 | 0 | 0 | 0.86353 | 0.018853 | 0.72985 | 0.019491 | 0.41357 | 0.00091891 | 0 | 0 | 0 | 0 | 0.037662 | 0.0016251 | 0.060276 | 0.00034702 | 0 | 0 | 4.3356 | 0.26632 | 0.024945 | 0.018524 | 0.015268 | 0.00032952 | 0.015597 | 0.0012781 | 0.015265 | 0.00034702 | 0.015268 | 0.00028061 | 0.014874 | 6.6406e-05 | 0.82824 | 1.5418
626 | 0.60402 | 15.2003 | 2132.9312 | 0 | 0 | 0.76504 | 0.015857 | 0.66809 | 0.016491 | 0.45641 | 0.00091891 | 0 | 0 | 0 | 0 | 0.037622 | 0.0013438 | 0.0573 | 0.00028592 | 0 | 0 | 3.7617 | 0.21693 | 0.023563 | 0.015588 | 0.015268 | 0.00026842 | 0.015557 | 0.0010579 | 0.015265 | 0.00028592 | 0.01506 | 0.00023121 | 0.014874 | 5.4706e-05 | 0.65803 | 1.804
627 | 0.48643 | 14.9672 | 2050.0631 | 0 | 0 | 0.78006 | 0.015292 | 0.69418 | 0.016491 | 0.42923 | 0.00091891 | 0 | 0 | 0 | 0 | 0.037623 | 0.0012855 | 0.056666 | 0.00027294 | 0 | 0 | 3.6511 | 0.20773 | 0.0233 | 0.015035 | 0.015268 | 0.00025703 | 0.015558 | 0.0010125 | 0.015265 | 0.00027294 | 0.01506 | 0.00022071 | 0.014874 | 5.2228e-05 | 0.79188 | 1.4528
628 | 0.50134 | 15.3973 | 2136.0618 | 0 | 0 | 0.79156 | 0.01588 | 0.64278 | 0.016491 | 0.51225 | 0.00091891 | 0 | 0 | 0 | 0 | 0.037623 | 0.0013337 | 0.057159 | 0.00028331 | 0 | 0 | 3.7661 | 0.2173 | 0.023574 | 0.015611 | 0.015268 | 0.00026888 | 0.015557 | 0.0010504 | 0.015265 | 0.00028331 | 0.01506 | 0.00022909 | 0.014874 | 5.422e-05 | 0.91644 | 1.4974
629 | 0.43091 | 15.5974 | 2187.1688 | 0 | 0 | 0.82583 | 0.016236 | 0.64758 | 0.016491 | 0.49637 | 0.00091891 | 0 | 0 | 0 | 0 | 0.037622 | 0.0013655 | 0.057468 | 0.00028983 | 0 | 0 | 3.8336 | 0.22296 | 0.02374 | 0.01596 | 0.015268 | 0.00027606 | 0.015557 | 0.0010757 | 0.015265 | 0.00028983 | 0.01506 | 0.00023436 | 0.014874 | 5.5466e-05 | 0.69989 | 1.287
630 | 0.44947 | 15.826 | 2388.3586 | 0 | 0 | 0.85878 | 0.017428 | 0.64477 | 0.019491 | 0.39748 | 0.00091891 | 0 | 0 | 0 | 0 | 0.037663 | 0.0014823 | 0.058885 | 0.00031576 | 0 | 0 | 4.065 | 0.2427 | 0.024292 | 0.017127 | 0.015268 | 0.00030033 | 0.015598 | 0.0011666 | 0.015265 | 0.00031576 | 0.015268 | 0.00025534 | 0.014874 | 6.0426e-05 | 1.0401 | 1.3424
631 | 0.60681 | 15.6644 | 2227.8813 | 0 | 0 | 0.90984 | 0.016495 | 0.66062 | 0.016491 | 0.41689 | 0.00091891 | 0 | 0 | 0 | 0 | 0.037622 | 0.0014046 | 0.057917 | 0.00029901 | 0 | 0 | 3.8871 | 0.22749 | 0.02386 | 0.016214 | 0.015268 | 0.00028133 | 0.015557 | 0.0011056 | 0.015265 | 0.00029901 | 0.01506 | 0.0002418 | 0.014874 | 5.7213e-05 | 0.79952 | 1.8123
632 | 0.48517 | 14.3557 | 1953.0669 | 0 | 0 | 0.86784 | 0.01463 | 0.59304 | 0.016491 | 0.40287 | 0.00091891 | 0 | 0 | 0 | 0 | 0.037624 | 0.0012147 | 0.055878 | 0.00025724 | 0 | 0 | 3.5202 | 0.19699 | 0.022387 | 0.014386 | 0.01506 | 0.00024373 | 0.015558 | 0.00095749 | 0.015265 | 0.00025724 | 0.01506 | 0.00020801 | 0.014874 | 4.9229e-05 | 0.5694 | 1.4491
633 | 0.56813 | 14.2997 | 1946.4991 | 0 | 0 | 0.83485 | 0.014585 | 0.62247 | 0.016491 | 0.38483 | 0.00091891 | 0 | 0 | 0 | 0 | 0.037624 | 0.0012175 | 0.055936 | 0.00025821 | 0 | 0 | 3.511 | 0.19624 | 0.022366 | 0.014342 | 0.01506 | 0.00024284 | 0.015558 | 0.00095929 | 0.015265 | 0.00025821 | 0.01506 | 0.0002088 | 0.014874 | 4.9412e-05 | 0.76212 | 1.6968
634 | 0.6805 | 13.651 | 1883.5897 | 0 | 0 | 0.68443 | 0.014153 | 0.6245 | 0.016491 | 0.3636 | 0.00091891 | 0 | 0 | 0 | 0 | 0.037624 | 0.0011803 | 0.055527 | 0.00025004 | 0 | 0 | 3.4248 | 0.18925 | 0.022162 | 0.013918 | 0.01506 | 0.00023418 | 0.015559 | 0.00093025 | 0.015265 | 0.00025004 | 0.01506 | 0.0002022 | 0.014874 | 4.7843e-05 | 0.50881 | 2.0324
635 | 0.58993 | 13.9205 | 1884.0901 | 0 | 0 | 0.72854 | 0.014155 | 0.64243 | 0.016491 | 0.3858 | 0.00091891 | 0 | 0 | 0 | 0 | 0.037624 | 0.0011756 | 0.055464 | 0.00024893 | 0 | 0 | 3.4256 | 0.18932 | 0.022163 | 0.013921 | 0.01506 | 0.00023424 | 0.015559 | 0.00092662 | 0.015265 | 0.00024893 | 0.01506 | 0.0002013 | 0.014874 | 4.7635e-05 | 0.59676 | 1.7619
636 | 0.60827 | 15.7039 | 2218.084 | 0 | 0 | 0.79936 | 0.016434 | 0.70699 | 0.016491 | 0.45526 | 0.00091891 | 0 | 0 | 0 | 0 | 0.037622 | 0.0014047 | 0.057923 | 0.00029901 | 0 | 0 | 3.874 | 0.22637 | 0.023832 | 0.016154 | 0.015268 | 0.00028006 | 0.015557 | 0.0011057 | 0.015265 | 0.00029901 | 0.01506 | 0.00024181 | 0.014874 | 5.7208e-05 | 0.77123 | 1.8167
637 | 0.52478 | 15.8897 | 2201.542 | 0 | 0 | 0.85034 | 0.016325 | 0.66198 | 0.016491 | 0.52873 | 0.00091891 | 0 | 0 | 0 | 0 | 0.037622 | 0.0013752 | 0.05759 | 0.00029235 | 0 | 0 | 3.8527 | 0.22458 | 0.023781 | 0.016047 | 0.015268 | 0.00027791 | 0.015557 | 0.0010829 | 0.015265 | 0.00029235 | 0.01506 | 0.00023641 | 0.014874 | 5.5949e-05 | 0.69906 | 1.5674
638 | 0.51684 | 15.294 | 2238.8084 | 0 | 0 | 0.80615 | 0.016577 | 0.63824 | 0.016491 | 0.40103 | 0.00091891 | 0 | 0 | 0 | 0 | 0.037622 | 0.0014023 | 0.057874 | 0.00029831 | 0 | 0 | 3.9015 | 0.22871 | 0.023898 | 0.016294 | 0.015268 | 0.00028301 | 0.015557 | 0.001104 | 0.015265 | 0.00029831 | 0.01506 | 0.00024122 | 0.014874 | 5.7085e-05 | 0.85871 | 1.5436
639 | 0.48569 | 16.8145 | 2389.3673 | 0 | 0 | 0.94273 | 0.017511 | 0.75018 | 0.019491 | 0.48894 | 0.00091891 | 0 | 0 | 0 | 0 | 0.037663 | 0.0014989 | 0.059075 | 0.00031976 | 0 | 0 | 4.0641 | 0.24262 | 0.02433 | 0.017209 | 0.015268 | 0.00030204 | 0.015598 | 0.0011792 | 0.015265 | 0.00031976 | 0.015268 | 0.00025857 | 0.014874 | 6.1185e-05 | 0.82659 | 1.4506
640 | 0.57977 | 14.0977 | 1987.8359 | 0 | 0 | 0.73861 | 0.014867 | 0.5918 | 0.016491 | 0.38968 | 0.00091891 | 0 | 0 | 0 | 0 | 0.037624 | 0.0012423 | 0.0562 | 0.00026355 | 0 | 0 | 3.5673 | 0.20083 | 0.022498 | 0.014619 | 0.01506 | 0.00024849 | 0.015558 | 0.00097877 | 0.015265 | 0.00026355 | 0.01506 | 0.00021312 | 0.014874 | 5.0437e-05 | 0.74058 | 1.7316
641 | 0.56642 | 15.4725 | 2202.8859 | 0 | 0 | 0.82458 | 0.016333 | 0.63996 | 0.016491 | 0.46103 | 0.00091891 | 0 | 0 | 0 | 0 | 0.037622 | 0.0013818 | 0.057671 | 0.00029394 | 0 | 0 | 3.8543 | 0.22471 | 0.023785 | 0.016055 | 0.015268 | 0.00027806 | 0.015557 | 0.0010878 | 0.015265 | 0.00029394 | 0.01506 | 0.00023769 | 0.014874 | 5.6249e-05 | 0.9056 | 1.6917
642 | 0.58933 | 14.9732 | 2129.2252 | 0 | 0 | 0.84651 | 0.01588 | 0.61913 | 0.016491 | 0.40284 | 0.00091891 | 0 | 0 | 0 | 0 | 0.037623 | 0.0013435 | 0.057291 | 0.0002858 | 0 | 0 | 3.7555 | 0.21641 | 0.023574 | 0.015611 | 0.015268 | 0.00026888 | 0.015557 | 0.0010577 | 0.015265 | 0.0002858 | 0.01506 | 0.00023111 | 0.014874 | 5.4686e-05 | 0.69657 | 1.7602
643 | 0.44832 | 16.5182 | 2395.8076 | 0 | 0 | 0.84333 | 0.017478 | 0.66557 | 0.019491 | 0.55334 | 0.00091891 | 0 | 0 | 0 | 0 | 0.037663 | 0.001485 | 0.058909 | 0.00031635 | 0 | 0 | 4.0747 | 0.24353 | 0.024315 | 0.017177 | 0.015268 | 0.00030137 | 0.015598 | 0.0011686 | 0.015265 | 0.00031635 | 0.015268 | 0.00025581 | 0.014874 | 6.054e-05 | 0.75967 | 1.339
644 | 0.4942 | 15.5817 | 2225.6056 | 0 | 0 | 0.84507 | 0.016489 | 0.64695 | 0.016491 | 0.45086 | 0.00091891 | 0 | 0 | 0 | 0 | 0.037622 | 0.0013865 | 0.057692 | 0.00029464 | 0 | 0 | 3.8844 | 0.22726 | 0.023858 | 0.016208 | 0.015268 | 0.00028123 | 0.015557 | 0.0010919 | 0.015265 | 0.00029464 | 0.01506 | 0.00023825 | 0.014874 | 5.6388e-05 | 0.91849 | 1.476
645 | 0.51274 | 15.4168 | 2104.2522 | 0 | 0 | 0.93185 | 0.015535 | 0.67037 | 0.016491 | 0.42768 | 0.00091891 | 0 | 0 | 0 | 0 | 0.037623 | 0.0012943 | 0.056726 | 0.0002745 | 0 | 0 | 3.7275 | 0.21407 | 0.023413 | 0.015273 | 0.015268 | 0.00026193 | 0.015558 | 0.0010198 | 0.015265 | 0.0002745 | 0.01506 | 0.00022196 | 0.014874 | 5.2537e-05 | 0.77023 | 1.5314
646 | 0.47877 | 15.5634 | 2232.6486 | 0 | 0 | 0.85441 | 0.016536 | 0.67902 | 0.016491 | 0.4031 | 0.00091891 | 0 | 0 | 0 | 0 | 0.037622 | 0.0013987 | 0.057819 | 0.00029717 | 0 | 0 | 3.8935 | 0.22803 | 0.023879 | 0.016253 | 0.015268 | 0.00028212 | 0.015557 | 0.0011015 | 0.015265 | 0.00029717 | 0.01506 | 0.0002403 | 0.014874 | 5.6868e-05 | 0.82922 | 1.4299
647 | 0.64578 | 14.3983 | 2017.8797 | 0 | 0 | 0.68973 | 0.015012 | 0.67952 | 0.016491 | 0.38151 | 0.00091891 | 0 | 0 | 0 | 0 | 0.037623 | 0.0012707 | 0.056547 | 0.00027025 | 0 | 0 | 3.6091 | 0.20427 | 0.022566 | 0.01476 | 0.015268 | 0.00025139 | 0.015558 | 0.0010004 | 0.015265 | 0.00027025 | 0.01506 | 0.00021854 | 0.014873 | 5.1705e-05 | 0.61558 | 1.9288
648 | 0.49693 | 16.9479 | 2565.96 | 0 | 0 | 0.9099 | 0.018619 | 0.66649 | 0.019491 | 0.48973 | 0.00091891 | 0 | 0 | 0 | 0 | 0.037662 | 0.0016088 | 0.060149 | 0.00034391 | 0 | 0 | 4.2915 | 0.26243 | 0.024839 | 0.018294 | 0.015268 | 0.00032473 | 0.015597 | 0.0012649 | 0.015265 | 0.00034391 | 0.015268 | 0.00027811 | 0.014874 | 6.5805e-05 | 0.89998 | 1.4842
649 | 0.50205 | 15.0319 | 2115.9905 | 0 | 0 | 0.77227 | 0.015815 | 0.67221 | 0.016491 | 0.42039 | 0.00091891 | 0 | 0 | 0 | 0 | 0.037623 | 0.001331 | 0.057123 | 0.00028247 | 0 | 0 | 3.7375 | 0.2149 | 0.023544 | 0.015547 | 0.015268 | 0.00026754 | 0.015557 | 0.0010486 | 0.015265 | 0.00028247 | 0.01506 | 0.00022841 | 0.014874 | 5.4054e-05 | 0.70024 | 1.4995
650 | 0.47623 | 14.6956 | 1970.2025 | 0 | 0 | 0.76875 | 0.014748 | 0.60666 | 0.016491 | 0.52028 | 0.00091891 | 0 | 0 | 0 | 0 | 0.037624 | 0.0012245 | 0.055976 | 0.0002592 | 0 | 0 | 3.5435 | 0.19889 | 0.022442 | 0.014502 | 0.01506 | 0.00024609 | 0.015558 | 0.00096526 | 0.015265 | 0.0002592 | 0.01506 | 0.0002096 | 0.014874 | 4.9605e-05 | 0.76313 | 1.4224
651 | 0.51688 | 16.8183 | 2468.0304 | 0 | 0 | 0.95178 | 0.017964 | 0.68876 | 0.019491 | 0.48404 | 0.00091891 | 0 | 0 | 0 | 0 | 0.037663 | 0.0015357 | 0.05941 | 0.00032741 | 0 | 0 | 4.1673 | 0.25156 | 0.024538 | 0.017652 | 0.015268 | 0.00031127 | 0.015597 | 0.0012083 | 0.015265 | 0.00032741 | 0.015268 | 0.00026476 | 0.014874 | 6.2657e-05 | 0.7515 | 1.5438
652 | 0.57404 | 15.1508 | 2110.6863 | 0 | 0 | 0.87446 | 0.015707 | 0.63939 | 0.016491 | 0.42413 | 0.00091891 | 0 | 0 | 0 | 0 | 0.037623 | 0.0013311 | 0.057162 | 0.00028303 | 0 | 0 | 3.732 | 0.21445 | 0.023493 | 0.015442 | 0.015268 | 0.00026537 | 0.015557 | 0.0010481 | 0.015265 | 0.00028303 | 0.01506 | 0.00022887 | 0.014874 | 5.4155e-05 | 0.73898 | 1.7145
653 | 0.4612 | 17.1381 | 2455.4383 | 0 | 0 | 0.90193 | 0.017995 | 0.75734 | 0.019491 | 0.5373 | 0.00091891 | 0 | 0 | 0 | 0 | 0.037663 | 0.0015474 | 0.059543 | 0.00033015 | 0 | 0 | 4.1479 | 0.24987 | 0.024553 | 0.017684 | 0.015268 | 0.00031191 | 0.015597 | 0.0012173 | 0.015265 | 0.00033015 | 0.015268 | 0.00026698 | 0.014874 | 6.3172e-05 | 0.89832 | 1.3775
654 | 0.5789 | 14.2579 | 1962.3644 | 0 | 0 | 0.72709 | 0.014613 | 0.66558 | 0.016491 | 0.38225 | 0.00091891 | 0 | 0 | 0 | 0 | 0.037624 | 0.0012221 | 0.055993 | 0.00025929 | 0 | 0 | 3.5348 | 0.19817 | 0.022379 | 0.014369 | 0.01506 | 0.0002434 | 0.015558 | 0.00096285 | 0.015265 | 0.00025929 | 0.01506 | 0.00020967 | 0.014874 | 4.9612e-05 | 0.58272 | 1.729
655 | 0.57764 | 15.5465 | 2265.2621 | 0 | 0 | 0.75574 | 0.01675 | 0.66718 | 0.016491 | 0.44515 | 0.00091891 | 0 | 0 | 0 | 0 | 0.037664 | 0.0014368 | 0.05827 | 0.00030641 | 0 | 0 | 3.9358 | 0.23162 | 0.023978 | 0.016464 | 0.015268 | 0.00028651 | 0.015598 | 0.0011304 | 0.015265 | 0.00030641 | 0.01506 | 0.00024779 | 0.014873 | 5.8619e-05 | 0.80576 | 1.7252
656 | 0.50305 | 13.7046 | 1805.4395 | 0 | 0 | 0.82663 | 0.013545 | 0.57741 | 0.016491 | 0.40157 | 0.00091891 | 0 | 0 | 0 | 0 | 0.037416 | 0.0011058 | 0.054659 | 0.00023371 | 0 | 0 | 3.319 | 0.18078 | 0.021874 | 0.013323 | 0.01506 | 0.00022208 | 0.015559 | 0.00087209 | 0.015057 | 0.00023371 | 0.01506 | 0.00018898 | 0.014874 | 4.473e-05 | 0.54607 | 1.5025
657 | 0.58259 | 15.4977 | 2181.5361 | 0 | 0 | 0.78472 | 0.016187 | 0.63318 | 0.016491 | 0.51514 | 0.00091891 | 0 | 0 | 0 | 0 | 0.037622 | 0.0013769 | 0.05763 | 0.00029287 | 0 | 0 | 3.826 | 0.22232 | 0.023717 | 0.015912 | 0.015268 | 0.00027505 | 0.015557 | 0.001084 | 0.015265 | 0.00029287 | 0.01506 | 0.00023683 | 0.014874 | 5.6037e-05 | 0.7826 | 1.74
658 | 0.65745 | 16.3829 | 2357.9526 | 0 | 0 | 0.89562 | 0.01731 | 0.72843 | 0.019491 | 0.45587 | 0.00091891 | 0 | 0 | 0 | 0 | 0.037663 | 0.0014883 | 0.058992 | 0.00031775 | 0 | 0 | 4.023 | 0.23908 | 0.024237 | 0.017012 | 0.015268 | 0.00029792 | 0.015598 | 0.0011706 | 0.015265 | 0.00031775 | 0.015268 | 0.00025695 | 0.014874 | 6.0798e-05 | 0.63947 | 1.9636
659 | 0.50106 | 16.4257 | 2490.9749 | 0 | 0 | 0.84142 | 0.01819 | 0.73089 | 0.019491 | 0.39428 | 0.00091891 | 0 | 0 | 0 | 0 | 0.037663 | 0.0015554 | 0.05961 | 0.00033188 | 0 | 0 | 4.1948 | 0.25395 | 0.024642 | 0.017874 | 0.015268 | 0.00031594 | 0.015597 | 0.0012235 | 0.015265 | 0.00033188 | 0.015268 | 0.00026837 | 0.014874 | 6.3509e-05 | 0.97572 | 1.4965
660 | 0.54135 | 17.6417 | 2618.8907 | 0 | 0 | 0.99006 | 0.018976 | 0.76713 | 0.019491 | 0.47397 | 0.00091891 | 0 | 0 | 0 | 0 | 0.037662 | 0.0016323 | 0.060352 | 0.00034884 | 0 | 0 | 4.3585 | 0.26834 | 0.025637 | 0.018643 | 0.015268 | 0.00033209 | 0.015597 | 0.0012835 | 0.015265 | 0.00034884 | 0.015268 | 0.00028208 | 0.014874 | 6.6755e-05 | 0.82411 | 1.6169
661 | 0.56898 | 15.5614 | 2206.4167 | 0 | 0 | 0.74024 | 0.016414 | 0.71704 | 0.016491 | 0.45555 | 0.00091891 | 0 | 0 | 0 | 0 | 0.037622 | 0.0014017 | 0.057901 | 0.00029856 | 0 | 0 | 3.8571 | 0.22495 | 0.023823 | 0.016134 | 0.015268 | 0.00027968 | 0.015557 | 0.0011031 | 0.015265 | 0.00029856 | 0.01506 | 0.00024144 | 0.014874 | 5.7125e-05 | 0.7884 | 1.6994
662 | 0.44546 | 15.909 | 2199.8298 | 0 | 0 | 0.88201 | 0.016317 | 0.70438 | 0.016491 | 0.47324 | 0.00091891 | 0 | 0 | 0 | 0 | 0.037622 | 0.0013704 | 0.057511 | 0.00029081 | 0 | 0 | 3.8505 | 0.22439 | 0.023778 | 0.016039 | 0.015268 | 0.0002777 | 0.015557 | 0.0010796 | 0.015265 | 0.00029081 | 0.01506 | 0.00023515 | 0.014874 | 5.5656e-05 | 0.87708 | 1.3305
663 | 0.45055 | 16.0703 | 2424.2757 | 0 | 0 | 0.87307 | 0.01772 | 0.66233 | 0.019491 | 0.40562 | 0.00091891 | 0 | 0 | 0 | 0 | 0.037663 | 0.0015186 | 0.059265 | 0.00032399 | 0 | 0 | 4.1097 | 0.24656 | 0.024426 | 0.017413 | 0.015268 | 0.00030629 | 0.015598 | 0.0011946 | 0.015265 | 0.00032399 | 0.015268 | 0.00026199 | 0.014874 | 6.1995e-05 | 0.91097 | 1.3457
664 | 0.54916 | 14.2488 | 1948.1746 | 0 | 0 | 0.76116 | 0.014597 | 0.63681 | 0.016491 | 0.40096 | 0.00091891 | 0 | 0 | 0 | 0 | 0.037624 | 0.001211 | 0.055826 | 0.00025622 | 0 | 0 | 3.5135 | 0.19644 | 0.022371 | 0.014354 | 0.01506 | 0.00024305 | 0.015558 | 0.00095478 | 0.015265 | 0.00025622 | 0.01506 | 0.00020719 | 0.014874 | 4.9033e-05 | 0.68229 | 1.6402
665 | 0.51301 | 15.7149 | 2124.5751 | 0 | 0 | 0.86669 | 0.015794 | 0.66975 | 0.016491 | 0.52814 | 0.00091891 | 0 | 0 | 0 | 0 | 0.037623 | 0.0013232 | 0.057026 | 0.00028062 | 0 | 0 | 3.7512 | 0.21605 | 0.023534 | 0.015526 | 0.015268 | 0.00026711 | 0.015557 | 0.0010425 | 0.015265 | 0.00028062 | 0.01506 | 0.00022691 | 0.014874 | 5.3707e-05 | 0.65097 | 1.5322
666 | 0.58117 | 14.2676 | 1876.9628 | 0 | 0 | 0.70229 | 0.013947 | 0.63403 | 0.016491 | 0.50019 | 0.00091891 | 0 | 0 | 0 | 0 | 0.037416 | 0.0011619 | 0.055344 | 0.00024643 | 0 | 0 | 3.42 | 0.18887 | 0.022065 | 0.013717 | 0.01506 | 0.00023011 | 0.015559 | 0.00091544 | 0.015057 | 0.00024643 | 0.01506 | 0.00019928 | 0.014874 | 4.7149e-05 | 0.54171 | 1.7358
667 | 0.6086 | 12.7248 | 1673.9411 | 0 | 0 | 0.66253 | 0.012595 | 0.57045 | 0.016491 | 0.37411 | 0.00091891 | 0 | 0 | 0 | 0 | 0.037416 | 0.0010353 | 0.05376 | 0.0002197 | 0 | 0 | 3.1343 | 0.16625 | 0.021423 | 0.012392 | 0.01506 | 0.00020333 | 0.015559 | 0.00081558 | 0.015057 | 0.0002197 | 0.014888 | 0.00017766 | 0.014873 | 4.2034e-05 | 0.48249 | 1.8177
668 | 0.51486 | 15.6725 | 2247.1781 | 0 | 0 | 0.82802 | 0.016632 | 0.70604 | 0.016491 | 0.4081 | 0.00091891 | 0 | 0 | 0 | 0 | 0.037622 | 0.0014188 | 0.058066 | 0.00030219 | 0 | 0 | 3.9122 | 0.22962 | 0.023924 | 0.016348 | 0.015268 | 0.0002841 | 0.015556 | 0.0011166 | 0.015265 | 0.00030219 | 0.01506 | 0.00024437 | 0.014874 | 5.7821e-05 | 0.60911 | 1.5377
669 | 0.5141 | 16.6233 | 2477.4177 | 0 | 0 | 0.7839 | 0.01815 | 0.66554 | 0.019491 | 0.55521 | 0.00091891 | 0 | 0 | 0 | 0 | 0.037662 | 0.0015699 | 0.059797 | 0.00033569 | 0 | 0 | 4.1756 | 0.25228 | 0.024624 | 0.017835 | 0.015268 | 0.00031511 | 0.015597 | 0.0012342 | 0.015265 | 0.00033569 | 0.015268 | 0.00027147 | 0.014874 | 6.4225e-05 | 0.7601 | 1.5355
670 | 0.63188 | 15.0103 | 2087.3512 | 0 | 0 | 0.82182 | 0.015581 | 0.61177 | 0.016491 | 0.46779 | 0.00091891 | 0 | 0 | 0 | 0 | 0.037623 | 0.0013187 | 0.057044 | 0.00028057 | 0 | 0 | 3.7 | 0.21178 | 0.023435 | 0.015318 | 0.015268 | 0.00026286 | 0.015557 | 0.0010381 | 0.015265 | 0.00028057 | 0.01506 | 0.00022688 | 0.014874 | 5.3683e-05 | 0.58031 | 1.8872
671 | 0.57677 | 16.0913 | 2234.0418 | 0 | 0 | 0.95708 | 0.016546 | 0.61472 | 0.016491 | 0.53607 | 0.00091891 | 0 | 0 | 0 | 0 | 0.037622 | 0.0013983 | 0.05782 | 0.00029719 | 0 | 0 | 3.8953 | 0.22818 | 0.023884 | 0.016263 | 0.015268 | 0.00028234 | 0.015557 | 0.0011011 | 0.015265 | 0.00029719 | 0.01506 | 0.00024032 | 0.014874 | 5.6872e-05 | 0.6785 | 1.7226
672 | 0.65527 | 15.1109 | 2225.5101 | 0 | 0 | 0.7257 | 0.016402 | 0.66171 | 0.016491 | 0.3898 | 0.00091891 | 0 | 0 | 0 | 0 | 0.037622 | 0.0014066 | 0.057975 | 0.00030001 | 0 | 0 | 3.8857 | 0.22737 | 0.023817 | 0.016123 | 0.015268 | 0.00027946 | 0.015557 | 0.0011066 | 0.015265 | 0.00030001 | 0.01506 | 0.00024261 | 0.014873 | 5.7394e-05 | 0.53158 | 1.9571
673 | 0.53593 | 15.2986 | 2189.1561 | 0 | 0 | 0.79036 | 0.016184 | 0.602 | 0.016491 | 0.48619 | 0.00091891 | 0 | 0 | 0 | 0 | 0.037622 | 0.0013768 | 0.057635 | 0.00029296 | 0 | 0 | 3.8374 | 0.22329 | 0.023716 | 0.015909 | 0.015268 | 0.00027501 | 0.015557 | 0.0010838 | 0.015265 | 0.00029296 | 0.01506 | 0.00023691 | 0.014874 | 5.6054e-05 | 0.78127 | 1.6006
674 | 0.38178 | 16.2247 | 2269.1277 | 0 | 0 | 0.95632 | 0.016845 | 0.6962 | 0.016491 | 0.46188 | 0.00091891 | 0 | 0 | 0 | 0 | 0.037622 | 0.0014197 | 0.058033 | 0.00030193 | 0 | 0 | 3.9398 | 0.23196 | 0.024022 | 0.016556 | 0.015268 | 0.00028847 | 0.015556 | 0.0011178 | 0.015265 | 0.00030193 | 0.01506 | 0.00024414 | 0.014874 | 5.7784e-05 | 0.98913 | 1.1403
675 | 0.55371 | 16.5003 | 2368.7488 | 0 | 0 | 0.90814 | 0.017339 | 0.70744 | 0.019491 | 0.48935 | 0.00091891 | 0 | 0 | 0 | 0 | 0.037663 | 0.0014685 | 0.058719 | 0.00031231 | 0 | 0 | 4.0388 | 0.24044 | 0.024251 | 0.01704 | 0.015268 | 0.00029848 | 0.015598 | 0.0011562 | 0.015265 | 0.00031231 | 0.015268 | 0.00025254 | 0.014874 | 5.9771e-05 | 0.8638 | 1.6538
676 | 0.55899 | 13.7081 | 1785.6715 | 0 | 0 | 0.76729 | 0.013452 | 0.65127 | 0.016491 | 0.38207 | 0.00091891 | 0 | 0 | 0 | 0 | 0.037416 | 0.0011055 | 0.054679 | 0.00023387 | 0 | 0 | 3.2899 | 0.17847 | 0.02183 | 0.013231 | 0.01506 | 0.00022022 | 0.015559 | 0.00087163 | 0.015057 | 0.00023387 | 0.01506 | 0.00018911 | 0.014874 | 4.4752e-05 | 0.51973 | 1.6695
677 | 0.54125 | 14.3993 | 1997.0943 | 0 | 0 | 0.71622 | 0.014929 | 0.59849 | 0.016491 | 0.46446 | 0.00091891 | 0 | 0 | 0 | 0 | 0.037623 | 0.0012575 | 0.056389 | 0.00026714 | 0 | 0 | 3.5796 | 0.20184 | 0.022527 | 0.014679 | 0.015268 | 0.00024973 | 0.015558 | 0.00099034 | 0.015265 | 0.00026714 | 0.01506 | 0.00021602 | 0.014874 | 5.1112e-05 | 0.68805 | 1.6165
678 | 0.55176 | 15.0594 | 2241.565 | 0 | 0 | 0.74687 | 0.01669 | 0.6126 | 0.016491 | 0.40342 | 0.00091891 | 0 | 0 | 0 | 0 | 0.037664 | 0.0014292 | 0.058181 | 0.00030457 | 0 | 0 | 3.9022 | 0.22877 | 0.023951 | 0.016405 | 0.015268 | 0.00028528 | 0.015598 | 0.0011247 | 0.015265 | 0.00030457 | 0.01506 | 0.00024629 | 0.014874 | 5.8276e-05 | 0.63022 | 1.6479
679 | 0.54255 | 14.0971 | 1896.2167 | 0 | 0 | 0.74967 | 0.014239 | 0.66695 | 0.016491 | 0.38255 | 0.00091891 | 0 | 0 | 0 | 0 | 0.037624 | 0.001178 | 0.055483 | 0.00024942 | 0 | 0 | 3.4424 | 0.19068 | 0.022203 | 0.014003 | 0.01506 | 0.00023594 | 0.015559 | 0.00092855 | 0.015265 | 0.00024942 | 0.01506 | 0.00020169 | 0.014874 | 4.7733e-05 | 0.61572 | 1.6204
680 | 0.54019 | 16.3262 | 2324.0219 | 0 | 0 | 0.88628 | 0.017087 | 0.70677 | 0.019491 | 0.49547 | 0.00091891 | 0 | 0 | 0 | 0 | 0.037663 | 0.0014596 | 0.058677 | 0.000311 | 0 | 0 | 3.979 | 0.23531 | 0.024134 | 0.016794 | 0.015268 | 0.00029336 | 0.015598 | 0.0011486 | 0.015265 | 0.000311 | 0.015268 | 0.00025149 | 0.014874 | 5.9514e-05 | 0.66048 | 1.6134
681 | 0.55417 | 14.2448 | 1877.7162 | 0 | 0 | 0.82203 | 0.013903 | 0.61056 | 0.016491 | 0.44383 | 0.00091891 | 0 | 0 | 0 | 0 | 0.037416 | 0.0011466 | 0.055138 | 0.00024272 | 0 | 0 | 3.4228 | 0.18909 | 0.022044 | 0.013674 | 0.01506 | 0.00022922 | 0.015559 | 0.00090384 | 0.015057 | 0.00024272 | 0.01506 | 0.00019627 | 0.014874 | 4.6453e-05 | 0.53876 | 1.6551
682 | 0.51372 | 14.621 | 1997.8141 | 0 | 0 | 0.89016 | 0.014937 | 0.61986 | 0.016491 | 0.39232 | 0.00091891 | 0 | 0 | 0 | 0 | 0.037624 | 0.001243 | 0.056195 | 0.00026356 | 0 | 0 | 3.5809 | 0.20195 | 0.022531 | 0.014687 | 0.015268 | 0.00024991 | 0.015558 | 0.00097943 | 0.015265 | 0.00026356 | 0.01506 | 0.00021312 | 0.014874 | 5.0439e-05 | 0.7276 | 1.5343
683 | 0.42723 | 16.9608 | 2503.1312 | 0 | 0 | 0.98912 | 0.018198 | 0.73745 | 0.019491 | 0.42156 | 0.00091891 | 0 | 0 | 0 | 0 | 0.037663 | 0.001561 | 0.059676 | 0.0003333 | 0 | 0 | 4.212 | 0.25546 | 0.024646 | 0.017882 | 0.015268 | 0.00031612 | 0.015597 | 0.0012276 | 0.015265 | 0.0003333 | 0.015268 | 0.00026952 | 0.014874 | 6.3781e-05 | 1.0207 | 1.276
684 | 0.47921 | 16.3428 | 2499.2408 | 0 | 0 | 0.88244 | 0.018186 | 0.64972 | 0.019491 | 0.42265 | 0.00091891 | 0 | 0 | 0 | 0 | 0.037663 | 0.0015602 | 0.05965 | 0.00033274 | 0 | 0 | 4.2067 | 0.25499 | 0.02464 | 0.01787 | 0.015268 | 0.00031581 | 0.015597 | 0.0012275 | 0.015265 | 0.00033274 | 0.015268 | 0.00026906 | 0.014874 | 6.3671e-05 | 0.81526 | 1.4312
685 | 0.59819 | 15.3739 | 2256.5583 | 0 | 0 | 0.881 | 0.016619 | 0.60747 | 0.016491 | 0.39119 | 0.00091891 | 0 | 0 | 0 | 0 | 0.037622 | 0.0014133 | 0.058004 | 0.00030097 | 0 | 0 | 3.9266 | 0.23084 | 0.023918 | 0.016336 | 0.015268 | 0.00028387 | 0.015557 | 0.0011123 | 0.015265 | 0.00030097 | 0.01506 | 0.00024338 | 0.014874 | 5.7593e-05 | 0.88493 | 1.7866
686 | 0.61523 | 14.4594 | 1944.0959 | 0 | 0 | 0.75104 | 0.014566 | 0.67747 | 0.016491 | 0.42265 | 0.00091891 | 0 | 0 | 0 | 0 | 0.037624 | 0.001225 | 0.056039 | 0.00026009 | 0 | 0 | 3.5075 | 0.19596 | 0.022357 | 0.014323 | 0.01506 | 0.00024244 | 0.015558 | 0.00096495 | 0.015265 | 0.00026009 | 0.01506 | 0.00021032 | 0.014874 | 4.9765e-05 | 0.55156 | 1.8375
687 | 0.60412 | 13.5102 | 1717.978 | 0 | 0 | 0.75825 | 0.012966 | 0.5656 | 0.016491 | 0.48083 | 0.00091891 | 0 | 0 | 0 | 0 | 0.037416 | 0.0010715 | 0.054172 | 0.00022731 | 0 | 0 | 3.1949 | 0.17098 | 0.021599 | 0.012755 | 0.01506 | 0.00021063 | 0.015559 | 0.00084419 | 0.015057 | 0.00022731 | 0.014888 | 0.00018382 | 0.014873 | 4.3491e-05 | 0.39334 | 1.8043
688 | 0.61557 | 12.8863 | 1672.7932 | 0 | 0 | 0.72406 | 0.01269 | 0.56297 | 0.016491 | 0.38751 | 0.00091891 | 0 | 0 | 0 | 0 | 0.037416 | 0.0010438 | 0.053863 | 0.00022158 | 0 | 0 | 3.1297 | 0.16589 | 0.021468 | 0.012485 | 0.01506 | 0.00020521 | 0.015559 | 0.00082217 | 0.015057 | 0.00022158 | 0.014888 | 0.00017919 | 0.014873 | 4.2395e-05 | 0.51333 | 1.8385
689 | 0.49758 | 16.1618 | 2400.2289 | 0 | 0 | 0.84441 | 0.017506 | 0.70611 | 0.019491 | 0.41982 | 0.00091891 | 0 | 0 | 0 | 0 | 0.037663 | 0.001501 | 0.059076 | 0.00031974 | 0 | 0 | 4.0801 | 0.244 | 0.024328 | 0.017204 | 0.015268 | 0.00030186 | 0.015598 | 0.0011813 | 0.015265 | 0.00031974 | 0.015268 | 0.00025856 | 0.014874 | 6.1181e-05 | 0.70743 | 1.4861
690 | 0.64338 | 16.8899 | 2526.1345 | 0 | 0 | 0.83306 | 0.01835 | 0.74231 | 0.019491 | 0.47628 | 0.00091891 | 0 | 0 | 0 | 0 | 0.037662 | 0.0015937 | 0.060027 | 0.00034086 | 0 | 0 | 4.2408 | 0.25798 | 0.024716 | 0.018031 | 0.015268 | 0.0003192 | 0.015597 | 0.0012528 | 0.015265 | 0.00034086 | 0.015268 | 0.00027565 | 0.014873 | 6.5211e-05 | 0.81231 | 1.9216
691 | 0.4753 | 15.1228 | 2189.7324 | 0 | 0 | 0.80047 | 0.016245 | 0.62613 | 0.016491 | 0.41239 | 0.00091891 | 0 | 0 | 0 | 0 | 0.037622 | 0.0013675 | 0.057514 | 0.00029089 | 0 | 0 | 3.8371 | 0.22326 | 0.023744 | 0.015969 | 0.015268 | 0.0002763 | 0.015557 | 0.0010767 | 0.015265 | 0.00029089 | 0.01506 | 0.0002352 | 0.014874 | 5.5686e-05 | 0.85079 | 1.4196
692 | 0.49458 | 16.7746 | 2450.2833 | 0 | 0 | 0.87923 | 0.017996 | 0.65045 | 0.019491 | 0.57142 | 0.00091891 | 0 | 0 | 0 | 0 | 0.037663 | 0.0015368 | 0.059405 | 0.00032735 | 0 | 0 | 4.1407 | 0.24925 | 0.024553 | 0.017684 | 0.015268 | 0.00031191 | 0.015597 | 0.0012094 | 0.015265 | 0.00032735 | 0.015268 | 0.0002647 | 0.014874 | 6.2646e-05 | 0.99938 | 1.4772
693 | 0.57221 | 15.5804 | 2068.0767 | 0 | 0 | 0.78368 | 0.015413 | 0.68575 | 0.016491 | 0.57425 | 0.00091891 | 0 | 0 | 0 | 0 | 0.037623 | 0.0013073 | 0.056923 | 0.00027799 | 0 | 0 | 3.675 | 0.20971 | 0.023356 | 0.015154 | 0.015268 | 0.00025945 | 0.015557 | 0.0010293 | 0.015265 | 0.00027799 | 0.01506 | 0.0002248 | 0.014874 | 5.3188e-05 | 0.53909 | 1.709
694 | 0.62029 | 13.6488 | 1860.9041 | 0 | 0 | 0.69148 | 0.013993 | 0.6104 | 0.016491 | 0.39166 | 0.00091891 | 0 | 0 | 0 | 0 | 0.037624 | 0.0011747 | 0.055488 | 0.0002491 | 0 | 0 | 3.3933 | 0.18672 | 0.022086 | 0.013762 | 0.01506 | 0.00023098 | 0.015559 | 0.00092555 | 0.015265 | 0.0002491 | 0.01506 | 0.00020144 | 0.014873 | 4.7657e-05 | 0.4992 | 1.8526
695 | 0.56194 | 14.714 | 2045.72 | 0 | 0 | 0.79196 | 0.01523 | 0.66437 | 0.016491 | 0.39142 | 0.00091891 | 0 | 0 | 0 | 0 | 0.037623 | 0.0012769 | 0.056554 | 0.00027072 | 0 | 0 | 3.6463 | 0.20733 | 0.02327 | 0.014974 | 0.015268 | 0.00025574 | 0.015558 | 0.0010062 | 0.015265 | 0.00027072 | 0.01506 | 0.00021891 | 0.014874 | 5.1807e-05 | 0.73048 | 1.6783
696 | 0.50493 | 15.3974 | 2082.0065 | 0 | 0 | 0.81596 | 0.015552 | 0.69066 | 0.016491 | 0.49359 | 0.00091891 | 0 | 0 | 0 | 0 | 0.037623 | 0.0013178 | 0.057029 | 0.00028025 | 0 | 0 | 3.6926 | 0.21117 | 0.023421 | 0.01529 | 0.015268 | 0.00026226 | 0.015557 | 0.0010376 | 0.015265 | 0.00028025 | 0.01506 | 0.00022662 | 0.014874 | 5.3623e-05 | 0.52979 | 1.5081
697 | 0.61603 | 14.2371 | 1980.0758 | 0 | 0 | 0.73606 | 0.014815 | 0.64598 | 0.016491 | 0.37817 | 0.00091891 | 0 | 0 | 0 | 0 | 0.037624 | 0.0012369 | 0.056131 | 0.00026216 | 0 | 0 | 3.5568 | 0.19997 | 0.022474 | 0.014568 | 0.01506 | 0.00024744 | 0.015558 | 0.00097471 | 0.015265 | 0.00026216 | 0.01506 | 0.00021199 | 0.014874 | 5.0171e-05 | 0.66782 | 1.8399
698 | 0.59118 | 15.7966 | 2261.1514 | 0 | 0 | 0.74353 | 0.016763 | 0.65575 | 0.016491 | 0.53022 | 0.00091891 | 0 | 0 | 0 | 0 | 0.037664 | 0.001441 | 0.058527 | 0.00030744 | 0 | 0 | 3.9292 | 0.23107 | 0.023984 | 0.016476 | 0.015268 | 0.00028676 | 0.015598 | 0.0011335 | 0.015265 | 0.00030744 | 0.015268 | 0.00024862 | 0.014873 | 5.8818e-05 | 0.5789 | 1.7657
699 | 0.5048 | 15.5555 | 2179.8935 | 0 | 0 | 0.92848 | 0.016179 | 0.64097 | 0.016491 | 0.43578 | 0.00091891 | 0 | 0 | 0 | 0 | 0.037622 | 0.0013581 | 0.057386 | 0.00028817 | 0 | 0 | 3.8243 | 0.22218 | 0.023713 | 0.015904 | 0.015268 | 0.00027489 | 0.015557 | 0.0010699 | 0.015265 | 0.00028817 | 0.01506 | 0.00023302 | 0.014874 | 5.5153e-05 | 0.98297 | 1.5077
700 | 0.46736 | 16.5373 | 2352.6335 | 0 | 0 | 0.94795 | 0.017229 | 0.70637 | 0.019491 | 0.48818 | 0.00091891 | 0 | 0 | 0 | 0 | 0.037663 | 0.0014712 | 0.058771 | 0.00031307 | 0 | 0 | 4.0175 | 0.23861 | 0.0242 | 0.016933 | 0.015268 | 0.00029622 | 0.015598 | 0.0011581 | 0.015265 | 0.00031307 | 0.015268 | 0.00025317 | 0.014874 | 5.99e-05 | 0.68149 | 1.3959
701 | 0.50433 | 15.1251 | 2111.6272 | 0 | 0 | 0.75839 | 0.015754 | 0.66515 | 0.016491 | 0.46239 | 0.00091891 | 0 | 0 | 0 | 0 | 0.037622 | 0.0013444 | 0.057317 | 0.00028608 | 0 | 0 | 3.7319 | 0.21444 | 0.023515 | 0.015488 | 0.015268 | 0.0002663 | 0.015557 | 0.0010583 | 0.015265 | 0.00028608 | 0.01506 | 0.00023135 | 0.014873 | 5.4732e-05 | 0.65046 | 1.5063
702 | 0.48262 | 14.9785 | 2037.0245 | 0 | 0 | 0.83479 | 0.015082 | 0.64806 | 0.016491 | 0.4533 | 0.00091891 | 0 | 0 | 0 | 0 | 0.037623 | 0.0012549 | 0.056303 | 0.0002659 | 0 | 0 | 3.6372 | 0.20658 | 0.022599 | 0.01483 | 0.015268 | 0.0002528 | 0.015558 | 0.00098901 | 0.015265 | 0.0002659 | 0.01506 | 0.000215 | 0.014874 | 5.0899e-05 | 0.91297 | 1.4414
703 | 0.53073 | 15.6151 | 2222.0222 | 0 | 0 | 0.81074 | 0.016387 | 0.61531 | 0.016491 | 0.51331 | 0.00091891 | 0 | 0 | 0 | 0 | 0.037622 | 0.0013807 | 0.057639 | 0.00029345 | 0 | 0 | 3.8816 | 0.22703 | 0.02381 | 0.016108 | 0.015268 | 0.00027915 | 0.015557 | 0.0010873 | 0.015265 | 0.00029345 | 0.01506 | 0.00023728 | 0.014874 | 5.6161e-05 | 0.7983 | 1.5851
704 | 0.54 | 13.3487 | 1796.8409 | 0 | 0 | 0.72234 | 0.013551 | 0.58859 | 0.016491 | 0.37325 | 0.00091891 | 0 | 0 | 0 | 0 | 0.037416 | 0.0011293 | 0.054987 | 0.00023946 | 0 | 0 | 3.3045 | 0.17962 | 0.021877 | 0.013329 | 0.01506 | 0.0002222 | 0.015559 | 0.00088983 | 0.015057 | 0.00023946 | 0.01506 | 0.00019364 | 0.014873 | 4.5816e-05 | 0.60922 | 1.6128
705 | 0.60942 | 15.4442 | 2130.1823 | 0 | 0 | 0.81436 | 0.015838 | 0.70333 | 0.016491 | 0.45434 | 0.00091891 | 0 | 0 | 0 | 0 | 0.037623 | 0.0013429 | 0.05727 | 0.00028532 | 0 | 0 | 3.758 | 0.21662 | 0.023554 | 0.01557 | 0.015268 | 0.00026799 | 0.015557 | 0.0010575 | 0.015265 | 0.00028532 | 0.01506 | 0.00023073 | 0.014874 | 5.4595e-05 | 0.76979 | 1.8202
706 | 0.72073 | 15.3632 | 2160.299 | 0 | 0 | 0.76358 | 0.015965 | 0.682 | 0.016491 | 0.4611 | 0.00091891 | 0 | 0 | 0 | 0 | 0.037622 | 0.0013666 | 0.05757 | 0.00029136 | 0 | 0 | 3.7996 | 0.22011 | 0.023614 | 0.015694 | 0.015268 | 0.0002706 | 0.015557 | 0.0010752 | 0.015265 | 0.00029136 | 0.01506 | 0.00023562 | 0.014873 | 5.5739e-05 | 0.57258 | 2.1526
707 | 0.58674 | 14.6822 | 2026.9481 | 0 | 0 | 0.79777 | 0.015136 | 0.66896 | 0.016491 | 0.39107 | 0.00091891 | 0 | 0 | 0 | 0 | 0.037623 | 0.0012711 | 0.056512 | 0.00026976 | 0 | 0 | 3.62 | 0.20516 | 0.022624 | 0.014882 | 0.015268 | 0.00025387 | 0.015558 | 0.0010013 | 0.015265 | 0.00026976 | 0.01506 | 0.00021814 | 0.014874 | 5.162e-05 | 0.73963 | 1.7524
708 | 0.54119 | 16.8418 | 2483.6948 | 0 | 0 | 0.9685 | 0.018147 | 0.72818 | 0.019491 | 0.42988 | 0.00091891 | 0 | 0 | 0 | 0 | 0.037663 | 0.0015654 | 0.059725 | 0.00033421 | 0 | 0 | 4.1849 | 0.25309 | 0.024623 | 0.017832 | 0.015268 | 0.00031502 | 0.015597 | 0.0012312 | 0.015265 | 0.00033421 | 0.015268 | 0.00027026 | 0.014874 | 6.3947e-05 | 0.73824 | 1.6164
709 | 0.49636 | 14.5178 | 1935.4552 | 0 | 0 | 0.86367 | 0.014487 | 0.64872 | 0.016491 | 0.40417 | 0.00091891 | 0 | 0 | 0 | 0 | 0.037624 | 0.0012 | 0.055722 | 0.00025415 | 0 | 0 | 3.4968 | 0.19508 | 0.022319 | 0.014246 | 0.01506 | 0.00024088 | 0.015559 | 0.00094587 | 0.015265 | 0.00025415 | 0.01506 | 0.00020551 | 0.014874 | 4.864e-05 | 0.68671 | 1.4825
710 | 0.63401 | 15.6398 | 2355.1412 | 0 | 0 | 0.74855 | 0.017164 | 0.65157 | 0.019491 | 0.4363 | 0.00091891 | 0 | 0 | 0 | 0 | 0.037663 | 0.0014782 | 0.058889 | 0.00031541 | 0 | 0 | 4.0225 | 0.23904 | 0.02417 | 0.016869 | 0.015268 | 0.00029493 | 0.015598 | 0.0011628 | 0.015265 | 0.00031541 | 0.015268 | 0.00025507 | 0.014874 | 6.0348e-05 | 0.59394 | 1.8936
711 | 0.50686 | 14.2972 | 1906.5146 | 0 | 0 | 0.81126 | 0.014322 | 0.60436 | 0.016491 | 0.44962 | 0.00091891 | 0 | 0 | 0 | 0 | 0.037624 | 0.0011887 | 0.055603 | 0.0002517 | 0 | 0 | 3.4562 | 0.19179 | 0.022242 | 0.014084 | 0.01506 | 0.00023757 | 0.015559 | 0.00093701 | 0.015265 | 0.0002517 | 0.01506 | 0.00020353 | 0.014874 | 4.8166e-05 | 0.64857 | 1.5138
712 | 0.4649 | 14.2479 | 1930.5685 | 0 | 0 | 0.74875 | 0.014348 | 0.65506 | 0.016491 | 0.40236 | 0.00091891 | 0 | 0 | 0 | 0 | 0.037624 | 0.0011924 | 0.055631 | 0.00025224 | 0 | 0 | 3.4929 | 0.19476 | 0.022254 | 0.01411 | 0.01506 | 0.00023806 | 0.015559 | 0.00094021 | 0.015265 | 0.00025224 | 0.01506 | 0.00020397 | 0.014874 | 4.8267e-05 | 0.72002 | 1.3885
713 | 0.52695 | 14.9871 | 2124.214 | 0 | 0 | 0.76487 | 0.015798 | 0.66399 | 0.016491 | 0.4142 | 0.00091891 | 0 | 0 | 0 | 0 | 0.037623 | 0.0013387 | 0.057248 | 0.0002848 | 0 | 0 | 3.7501 | 0.21596 | 0.023536 | 0.01553 | 0.015268 | 0.00026722 | 0.015557 | 0.0010539 | 0.015265 | 0.0002848 | 0.01506 | 0.00023031 | 0.014874 | 5.4489e-05 | 0.71363 | 1.5738
714 | 0.59337 | 14.5013 | 2021.321 | 0 | 0 | 0.71826 | 0.015096 | 0.68769 | 0.016491 | 0.37982 | 0.00091891 | 0 | 0 | 0 | 0 | 0.037623 | 0.0012688 | 0.056484 | 0.00026916 | 0 | 0 | 3.6124 | 0.20454 | 0.022606 | 0.014843 | 0.015268 | 0.00025305 | 0.015558 | 0.00099962 | 0.015265 | 0.00026916 | 0.01506 | 0.00021766 | 0.014874 | 5.1502e-05 | 0.67318 | 1.7722
715 | 0.55566 | 15.3697 | 2160.4132 | 0 | 0 | 0.83817 | 0.016042 | 0.70136 | 0.016491 | 0.39938 | 0.00091891 | 0 | 0 | 0 | 0 | 0.037622 | 0.0013699 | 0.05758 | 0.00029166 | 0 | 0 | 3.7979 | 0.21996 | 0.023649 | 0.015769 | 0.015268 | 0.00027212 | 0.015557 | 0.0010782 | 0.015265 | 0.00029166 | 0.01506 | 0.00023586 | 0.014873 | 5.5801e-05 | 0.62122 | 1.6596
716 | 0.5283 | 15.0237 | 2153.6209 | 0 | 0 | 0.75726 | 0.016071 | 0.67022 | 0.016491 | 0.39958 | 0.00091891 | 0 | 0 | 0 | 0 | 0.037622 | 0.0013632 | 0.057493 | 0.00029 | 0 | 0 | 3.7872 | 0.21906 | 0.023663 | 0.015798 | 0.015268 | 0.00027274 | 0.015557 | 0.0010732 | 0.015265 | 0.00029 | 0.01506 | 0.00023451 | 0.014874 | 5.5487e-05 | 0.76153 | 1.5779
717 | 0.59559 | 15.8041 | 2317.0206 | 0 | 0 | 0.84723 | 0.016987 | 0.69079 | 0.019491 | 0.4093 | 0.00091891 | 0 | 0 | 0 | 0 | 0.037663 | 0.0014634 | 0.058739 | 0.00031206 | 0 | 0 | 3.9709 | 0.23462 | 0.024088 | 0.016696 | 0.015268 | 0.0002913 | 0.015598 | 0.0011514 | 0.015265 | 0.00031206 | 0.015268 | 0.00025236 | 0.014873 | 5.97e-05 | 0.60372 | 1.7789
718 | 0.5887 | 15.166 | 2128.3619 | 0 | 0 | 0.86144 | 0.015825 | 0.65381 | 0.016491 | 0.40736 | 0.00091891 | 0 | 0 | 0 | 0 | 0.037622 | 0.0013442 | 0.057306 | 0.00028599 | 0 | 0 | 3.7555 | 0.21641 | 0.023548 | 0.015557 | 0.015268 | 0.00026775 | 0.015557 | 0.0010582 | 0.015265 | 0.00028599 | 0.01506 | 0.00023127 | 0.014874 | 5.4719e-05 | 0.59243 | 1.7583
719 | 0.65756 | 16.1184 | 2274.91 | 0 | 0 | 0.80638 | 0.016819 | 0.72798 | 0.016491 | 0.48896 | 0.00091891 | 0 | 0 | 0 | 0 | 0.037663 | 0.0014431 | 0.05855 | 0.00030795 | 0 | 0 | 3.9483 | 0.23269 | 0.02401 | 0.016531 | 0.015268 | 0.00028793 | 0.015598 | 0.0011351 | 0.015265 | 0.00030795 | 0.015268 | 0.00024904 | 0.014873 | 5.8914e-05 | 0.82484 | 1.9639
720 | 0.63813 | 15.821 | 2202.5192 | 0 | 0 | 0.84553 | 0.016286 | 0.62372 | 0.016491 | 0.55128 | 0.00091891 | 0 | 0 | 0 | 0 | 0.037622 | 0.0013871 | 0.057755 | 0.00029549 | 0 | 0 | 3.8547 | 0.22475 | 0.023763 | 0.016008 | 0.015268 | 0.00027709 | 0.015557 | 0.0010916 | 0.015265 | 0.00029549 | 0.01506 | 0.00023895 | 0.014874 | 5.6538e-05 | 0.59729 | 1.9059
721 | 0.54406 | 14.7484 | 2139.7131 | 0 | 0 | 0.77286 | 0.015905 | 0.60499 | 0.016491 | 0.39623 | 0.00091891 | 0 | 0 | 0 | 0 | 0.037623 | 0.0013383 | 0.0572 | 0.00028409 | 0 | 0 | 3.7709 | 0.2177 | 0.023586 | 0.015635 | 0.015268 | 0.00026936 | 0.015557 | 0.0010542 | 0.015265 | 0.00028409 | 0.01506 | 0.00022972 | 0.014874 | 5.4365e-05 | 0.73737 | 1.6249
722 | 0.50229 | 15.5698 | 2190.6365 | 0 | 0 | 0.84023 | 0.016249 | 0.63561 | 0.016491 | 0.4899 | 0.00091891 | 0 | 0 | 0 | 0 | 0.037622 | 0.0013766 | 0.057608 | 0.00029255 | 0 | 0 | 3.8381 | 0.22335 | 0.023746 | 0.015973 | 0.015268 | 0.00027632 | 0.015557 | 0.001084 | 0.015265 | 0.00029255 | 0.01506 | 0.00023657 | 0.014874 | 5.5981e-05 | 0.71178 | 1.5002
723 | 0.38943 | 17.2021 | 2552.0061 | 0 | 0 | 0.84943 | 0.018694 | 0.67924 | 0.019491 | 0.59023 | 0.00091891 | 0 | 0 | 0 | 0 | 0.037662 | 0.001599 | 0.060001 | 0.00034088 | 0 | 0 | 4.2701 | 0.26055 | 0.024873 | 0.018368 | 0.015268 | 0.00032625 | 0.015597 | 0.0012581 | 0.015265 | 0.00034088 | 0.015268 | 0.00027565 | 0.014874 | 6.5229e-05 | 1.1785 | 1.1631
724 | 0.4313 | 16.7205 | 2466.8562 | 0 | 0 | 0.94248 | 0.017955 | 0.69006 | 0.019491 | 0.4648 | 0.00091891 | 0 | 0 | 0 | 0 | 0.037663 | 0.0015363 | 0.059421 | 0.00032761 | 0 | 0 | 4.1658 | 0.25142 | 0.024535 | 0.017644 | 0.015268 | 0.00031111 | 0.015597 | 0.0012087 | 0.015265 | 0.00032761 | 0.015268 | 0.00026492 | 0.014874 | 6.2692e-05 | 0.77432 | 1.2882
725 | 0.48057 | 14.9985 | 2131.1555 | 0 | 0 | 0.83462 | 0.015887 | 0.63805 | 0.016491 | 0.39566 | 0.00091891 | 0 | 0 | 0 | 0 | 0.037623 | 0.0013252 | 0.057051 | 0.00028118 | 0 | 0 | 3.7588 | 0.21669 | 0.023577 | 0.015618 | 0.015268 | 0.00026904 | 0.015557 | 0.0010441 | 0.015265 | 0.00028118 | 0.01506 | 0.00022737 | 0.014874 | 5.381e-05 | 0.92389 | 1.4353
726 | 0.4634 | 18.2572 | 2687.787 | 0 | 0 | 0.96755 | 0.019547 | 0.71581 | 0.019491 | 0.64309 | 0.00091891 | 0 | 0 | 0 | 0 | 0.037662 | 0.0016883 | 0.060862 | 0.00036076 | 0 | 0 | 4.442 | 0.27577 | 0.025897 | 0.019203 | 0.015268 | 0.00034383 | 0.015596 | 0.0013276 | 0.015265 | 0.00036076 | 0.015268 | 0.00029172 | 0.014874 | 6.9039e-05 | 1.0413 | 1.384
727 | 0.54997 | 16.6471 | 2476.7137 | 0 | 0 | 0.9149 | 0.018021 | 0.67481 | 0.019491 | 0.47095 | 0.00091891 | 0 | 0 | 0 | 0 | 0.037663 | 0.0015502 | 0.059562 | 0.0003306 | 0 | 0 | 4.1782 | 0.2525 | 0.024564 | 0.017708 | 0.015268 | 0.00031241 | 0.015597 | 0.0012196 | 0.015265 | 0.0003306 | 0.015268 | 0.00026734 | 0.014874 | 6.3259e-05 | 0.74364 | 1.6426
728 | 0.49331 | 15.8638 | 2196.2649 | 0 | 0 | 0.89219 | 0.016318 | 0.66733 | 0.016491 | 0.49609 | 0.00091891 | 0 | 0 | 0 | 0 | 0.037622 | 0.0013777 | 0.057604 | 0.00029261 | 0 | 0 | 3.8449 | 0.22392 | 0.023778 | 0.016041 | 0.015268 | 0.00027772 | 0.015557 | 0.0010851 | 0.015265 | 0.00029261 | 0.01506 | 0.00023661 | 0.014874 | 5.5998e-05 | 0.89238 | 1.4734
729 | 0.58072 | 13.9325 | 1861.6878 | 0 | 0 | 0.74298 | 0.014001 | 0.6605 | 0.016491 | 0.38071 | 0.00091891 | 0 | 0 | 0 | 0 | 0.037416 | 0.0011606 | 0.055299 | 0.00024571 | 0 | 0 | 3.3948 | 0.18684 | 0.02209 | 0.013769 | 0.01506 | 0.00023115 | 0.015559 | 0.00091494 | 0.015057 | 0.00024571 | 0.01506 | 0.00019869 | 0.014874 | 4.7018e-05 | 0.59076 | 1.7344
730 | 0.52488 | 16.0563 | 2377.6043 | 0 | 0 | 0.87161 | 0.017356 | 0.68709 | 0.019491 | 0.41326 | 0.00091891 | 0 | 0 | 0 | 0 | 0.037663 | 0.0014707 | 0.058755 | 0.00031302 | 0 | 0 | 4.0513 | 0.24151 | 0.024259 | 0.017057 | 0.015268 | 0.00029887 | 0.015598 | 0.0011577 | 0.015265 | 0.00031302 | 0.015268 | 0.00025312 | 0.014874 | 5.9901e-05 | 0.93764 | 1.5677
731 | 0.51281 | 16.9003 | 2367.0554 | 0 | 0 | 0.78423 | 0.017238 | 0.73841 | 0.019491 | 0.63338 | 0.00091891 | 0 | 0 | 0 | 0 | 0.037663 | 0.0014724 | 0.058805 | 0.00031387 | 0 | 0 | 4.0385 | 0.24041 | 0.024204 | 0.016942 | 0.015268 | 0.00029645 | 0.015598 | 0.0011585 | 0.015265 | 0.00031387 | 0.015268 | 0.00025381 | 0.014874 | 6.0062e-05 | 0.73889 | 1.5316
732 | 0.65625 | 15.7437 | 2402.689 | 0 | 0 | 0.77256 | 0.017562 | 0.6645 | 0.019491 | 0.3993 | 0.00091891 | 0 | 0 | 0 | 0 | 0.037663 | 0.0015241 | 0.059367 | 0.00032583 | 0 | 0 | 4.0817 | 0.24414 | 0.024353 | 0.017259 | 0.015268 | 0.00030305 | 0.015597 | 0.0011982 | 0.015265 | 0.00032583 | 0.015268 | 0.0002635 | 0.014873 | 6.2332e-05 | 0.71163 | 1.96
733 | 0.57985 | 14.0401 | 1806.3072 | 0 | 0 | 0.81322 | 0.01362 | 0.63584 | 0.016491 | 0.43588 | 0.00091891 | 0 | 0 | 0 | 0 | 0.037416 | 0.001127 | 0.05494 | 0.00023873 | 0 | 0 | 3.3179 | 0.18069 | 0.02191 | 0.013396 | 0.01506 | 0.00022357 | 0.015559 | 0.00088828 | 0.015057 | 0.00023873 | 0.01506 | 0.00019305 | 0.014874 | 4.5683e-05 | 0.67095 | 1.7318
734 | 0.50675 | 16.172 | 2265.2201 | 0 | 0 | 0.86054 | 0.016758 | 0.71991 | 0.016491 | 0.48511 | 0.00091891 | 0 | 0 | 0 | 0 | 0.037622 | 0.0014113 | 0.057939 | 0.00029989 | 0 | 0 | 3.9363 | 0.23166 | 0.023982 | 0.016472 | 0.015268 | 0.00028669 | 0.015557 | 0.0011114 | 0.015265 | 0.00029989 | 0.01506 | 0.0002425 | 0.014874 | 5.7389e-05 | 0.94408 | 1.5135
735 | 0.64118 | 13.5422 | 1702.7636 | 0 | 0 | 0.80695 | 0.012824 | 0.63154 | 0.016491 | 0.40542 | 0.00091891 | 0 | 0 | 0 | 0 | 0.037416 | 0.0010375 | 0.053724 | 0.00021929 | 0 | 0 | 3.175 | 0.16942 | 0.021532 | 0.012617 | 0.01506 | 0.00020784 | 0.015559 | 0.0008182 | 0.015057 | 0.00021929 | 0.014888 | 0.00017734 | 0.014874 | 4.195e-05 | 0.45497 | 1.915
736 | 0.61672 | 13.7382 | 1818.9667 | 0 | 0 | 0.80846 | 0.013578 | 0.60255 | 0.016491 | 0.3836 | 0.00091891 | 0 | 0 | 0 | 0 | 0.037416 | 0.0011191 | 0.054851 | 0.00023711 | 0 | 0 | 3.3392 | 0.18239 | 0.02189 | 0.013355 | 0.01506 | 0.00022276 | 0.015559 | 0.00088197 | 0.015057 | 0.00023711 | 0.01506 | 0.00019173 | 0.014874 | 4.5373e-05 | 0.64868 | 1.842
737 | 0.50183 | 14.5332 | 1862.1389 | 0 | 0 | 0.84687 | 0.013889 | 0.59005 | 0.016491 | 0.53593 | 0.00091891 | 0 | 0 | 0 | 0 | 0.037416 | 0.0011478 | 0.055159 | 0.00024305 | 0 | 0 | 3.3987 | 0.18715 | 0.022037 | 0.01366 | 0.01506 | 0.00022894 | 0.015559 | 0.0009047 | 0.015057 | 0.00024305 | 0.01506 | 0.00019654 | 0.014874 | 4.6512e-05 | 0.58826 | 1.4988
738 | 0.57288 | 15.374 | 2248.2668 | 0 | 0 | 0.79045 | 0.016647 | 0.64503 | 0.016491 | 0.41638 | 0.00091891 | 0 | 0 | 0 | 0 | 0.037622 | 0.0014121 | 0.05798 | 0.00030053 | 0 | 0 | 3.9137 | 0.22974 | 0.023931 | 0.016362 | 0.015268 | 0.00028442 | 0.015557 | 0.0011116 | 0.015265 | 0.00030053 | 0.01506 | 0.00024302 | 0.014874 | 5.7511e-05 | 0.87821 | 1.711
739 | 0.60569 | 14.939 | 1982.7301 | 0 | 0 | 0.70342 | 0.014763 | 0.62953 | 0.016491 | 0.58668 | 0.00091891 | 0 | 0 | 0 | 0 | 0.037623 | 0.0012498 | 0.056316 | 0.00026557 | 0 | 0 | 3.5617 | 0.20038 | 0.022449 | 0.014516 | 0.01506 | 0.00024637 | 0.015558 | 0.00098424 | 0.015265 | 0.00026557 | 0.01506 | 0.00021475 | 0.014873 | 5.0816e-05 | 0.66156 | 1.809
740 | 0.54279 | 14.8386 | 2070.1005 | 0 | 0 | 0.75135 | 0.015429 | 0.61583 | 0.016491 | 0.47662 | 0.00091891 | 0 | 0 | 0 | 0 | 0.037623 | 0.0012948 | 0.056764 | 0.00027507 | 0 | 0 | 3.6781 | 0.20997 | 0.023363 | 0.015169 | 0.015268 | 0.0002598 | 0.015558 | 0.0010197 | 0.015265 | 0.00027507 | 0.01506 | 0.00022242 | 0.014874 | 5.2644e-05 | 0.67552 | 1.6211
741 | 0.57989 | 15.3184 | 2203.6623 | 0 | 0 | 0.83544 | 0.016335 | 0.64625 | 0.016491 | 0.4092 | 0.00091891 | 0 | 0 | 0 | 0 | 0.037622 | 0.001401 | 0.057906 | 0.00029852 | 0 | 0 | 3.8549 | 0.22476 | 0.023786 | 0.016057 | 0.015268 | 0.00027807 | 0.015557 | 0.0011025 | 0.015265 | 0.00029852 | 0.01506 | 0.00024141 | 0.014873 | 5.711e-05 | 0.71402 | 1.732
742 | 0.49259 | 14.321 | 1927.3766 | 0 | 0 | 0.76393 | 0.014454 | 0.65332 | 0.016491 | 0.41798 | 0.00091891 | 0 | 0 | 0 | 0 | 0.037624 | 0.0011992 | 0.055698 | 0.00025364 | 0 | 0 | 3.4851 | 0.19413 | 0.022304 | 0.014214 | 0.01506 | 0.00024018 | 0.015559 | 0.00094552 | 0.015265 | 0.00025364 | 0.01506 | 0.0002051 | 0.014874 | 4.8539e-05 | 0.58644 | 1.4712
743 | 0.63382 | 15.7836 | 2224.3652 | 0 | 0 | 0.80379 | 0.016483 | 0.63775 | 0.016491 | 0.53696 | 0.00091891 | 0 | 0 | 0 | 0 | 0.037622 | 0.0014091 | 0.057984 | 0.00030035 | 0 | 0 | 3.882 | 0.22706 | 0.023855 | 0.016202 | 0.015268 | 0.0002811 | 0.015557 | 0.0011087 | 0.015265 | 0.00030035 | 0.01506 | 0.00024288 | 0.014874 | 5.7469e-05 | 0.82138 | 1.893
744 | 0.48762 | 16.8307 | 2457.4953 | 0 | 0 | 0.9623 | 0.017892 | 0.7044 | 0.019491 | 0.47321 | 0.00091891 | 0 | 0 | 0 | 0 | 0.037663 | 0.0015301 | 0.059356 | 0.00032614 | 0 | 0 | 4.1538 | 0.25038 | 0.024506 | 0.017583 | 0.015268 | 0.00030981 | 0.015597 | 0.0012039 | 0.015265 | 0.00032614 | 0.015268 | 0.00026373 | 0.014874 | 6.241e-05 | 0.72591 | 1.4564
745 | 0.55587 | 15.1718 | 2144.387 | 0 | 0 | 0.73929 | 0.015912 | 0.6867 | 0.016491 | 0.43685 | 0.00091891 | 0 | 0 | 0 | 0 | 0.037622 | 0.0013584 | 0.057457 | 0.00028908 | 0 | 0 | 3.7772 | 0.21823 | 0.023589 | 0.015643 | 0.015268 | 0.00026949 | 0.015557 | 0.0010693 | 0.015265 | 0.00028908 | 0.01506 | 0.00023377 | 0.014874 | 5.5309e-05 | 0.58757 | 1.6602
746 | 0.53367 | 17.0735 | 2426.0935 | 0 | 0 | 0.90934 | 0.017682 | 0.72158 | 0.019491 | 0.57292 | 0.00091891 | 0 | 0 | 0 | 0 | 0.037663 | 0.0015045 | 0.059101 | 0.00032063 | 0 | 0 | 4.1137 | 0.2469 | 0.024409 | 0.017377 | 0.015268 | 0.00030554 | 0.015598 | 0.0011838 | 0.015265 | 0.00032063 | 0.015268 | 0.00025927 | 0.014874 | 6.1364e-05 | 1.0835 | 1.5939
747 | 0.46932 | 13.7007 | 1835.8682 | 0 | 0 | 0.74729 | 0.013681 | 0.62461 | 0.016491 | 0.37485 | 0.00091891 | 0 | 0 | 0 | 0 | 0.037416 | 0.0011259 | 0.054905 | 0.00023822 | 0 | 0 | 3.3631 | 0.1843 | 0.021939 | 0.013456 | 0.01506 | 0.00022478 | 0.015559 | 0.00088766 | 0.015057 | 0.00023822 | 0.01506 | 0.00019263 | 0.014874 | 4.5588e-05 | 0.61648 | 1.4017
748 | 0.56731 | 14.944 | 1992.1347 | 0 | 0 | 0.74359 | 0.014897 | 0.67015 | 0.016491 | 0.51629 | 0.00091891 | 0 | 0 | 0 | 0 | 0.037624 | 0.0012429 | 0.056203 | 0.00026367 | 0 | 0 | 3.5732 | 0.20132 | 0.022512 | 0.014647 | 0.015268 | 0.0002491 | 0.015558 | 0.0009792 | 0.015265 | 0.00026367 | 0.01506 | 0.00021321 | 0.014874 | 5.0464e-05 | 0.58964 | 1.6944
749 | 0.48804 | 17.7823 | 2750.4083 | 0 | 0 | 0.93511 | 0.019855 | 0.68609 | 0.019491 | 0.52542 | 0.00091891 | 0 | 0 | 0 | 0 | 0.037662 | 0.001714 | 0.061097 | 0.00036638 | 0 | 0 | 4.5228 | 0.28299 | 0.026036 | 0.019505 | 0.015268 | 0.00035022 | 0.015596 | 0.0013476 | 0.015265 | 0.00036638 | 0.015268 | 0.00029627 | 0.014874 | 7.011e-05 | 0.94021 | 1.4576
750 | 0.60795 | 17.0241 | 2447.9065 | 0 | 0 | 0.84319 | 0.017806 | 0.72748 | 0.019491 | 0.57785 | 0.00091891 | 0 | 0 | 0 | 0 | 0.037663 | 0.0015389 | 0.05949 | 0.00032875 | 0 | 0 | 4.1416 | 0.24932 | 0.024466 | 0.017498 | 0.015268 | 0.00030804 | 0.015597 | 0.0012102 | 0.015265 | 0.00032875 | 0.015268 | 0.00026585 | 0.014874 | 6.2897e-05 | 0.82594 | 1.8158
751 | 0.59337 | 15.9678 | 2377.6503 | 0 | 0 | 0.84184 | 0.01734 | 0.66988 | 0.019491 | 0.42618 | 0.00091891 | 0 | 0 | 0 | 0 | 0.037663 | 0.0014763 | 0.058837 | 0.00031462 | 0 | 0 | 4.0516 | 0.24154 | 0.024251 | 0.017041 | 0.015268 | 0.00029855 | 0.015598 | 0.0011616 | 0.015265 | 0.00031462 | 0.015268 | 0.00025442 | 0.014874 | 6.0205e-05 | 0.84241 | 1.7722
752 | 0.66533 | 14.7297 | 2083.9632 | 0 | 0 | 0.77215 | 0.015556 | 0.61379 | 0.016491 | 0.42854 | 0.00091891 | 0 | 0 | 0 | 0 | 0.037623 | 0.0013282 | 0.057159 | 0.00028274 | 0 | 0 | 3.6952 | 0.21138 | 0.023423 | 0.015293 | 0.015268 | 0.00026231 | 0.015557 | 0.0010454 | 0.015265 | 0.00028274 | 0.01506 | 0.00022864 | 0.014873 | 5.4092e-05 | 0.53793 | 1.9871
753 | 0.48579 | 14.6555 | 2104.2483 | 0 | 0 | 0.75738 | 0.015601 | 0.59651 | 0.016491 | 0.41813 | 0.00091891 | 0 | 0 | 0 | 0 | 0.037623 | 0.0013094 | 0.056912 | 0.00027811 | 0 | 0 | 3.7254 | 0.2139 | 0.023444 | 0.015338 | 0.015268 | 0.00026326 | 0.015557 | 0.0010313 | 0.015265 | 0.00027811 | 0.01506 | 0.00022489 | 0.014874 | 5.322e-05 | 0.70209 | 1.4509
754 | 0.5295 | 15.1192 | 2059.6138 | 0 | 0 | 0.82841 | 0.01526 | 0.67455 | 0.016491 | 0.4482 | 0.00091891 | 0 | 0 | 0 | 0 | 0.037623 | 0.0012895 | 0.056726 | 0.00027404 | 0 | 0 | 3.6664 | 0.209 | 0.023284 | 0.015004 | 0.015268 | 0.00025637 | 0.015558 | 0.0010154 | 0.015265 | 0.00027404 | 0.01506 | 0.0002216 | 0.014874 | 5.2439e-05 | 0.70813 | 1.5815
755 | 0.54852 | 13.3491 | 1732.7117 | 0 | 0 | 0.76563 | 0.013109 | 0.62473 | 0.016491 | 0.36502 | 0.00091891 | 0 | 0 | 0 | 0 | 0.037416 | 0.0010718 | 0.054126 | 0.00022676 | 0 | 0 | 3.2149 | 0.17255 | 0.021667 | 0.012896 | 0.01506 | 0.00021345 | 0.015559 | 0.00084501 | 0.015057 | 0.00022676 | 0.014888 | 0.00018336 | 0.014874 | 4.3399e-05 | 0.5303 | 1.6383
756 | 0.51369 | 14.8158 | 2150.598 | 0 | 0 | 0.78264 | 0.015976 | 0.6053 | 0.016491 | 0.39837 | 0.00091891 | 0 | 0 | 0 | 0 | 0.037622 | 0.0013571 | 0.05742 | 0.00028846 | 0 | 0 | 3.7851 | 0.21889 | 0.023619 | 0.015705 | 0.015268 | 0.00027078 | 0.015557 | 0.0010686 | 0.015265 | 0.00028846 | 0.01506 | 0.00023326 | 0.014874 | 5.5197e-05 | 0.67144 | 1.5343
757 | 0.51785 | 15.2094 | 2150.0335 | 0 | 0 | 0.77267 | 0.015908 | 0.68485 | 0.016491 | 0.42263 | 0.00091891 | 0 | 0 | 0 | 0 | 0.037622 | 0.0013536 | 0.057402 | 0.00028798 | 0 | 0 | 3.7859 | 0.21896 | 0.023587 | 0.015639 | 0.015268 | 0.00026942 | 0.015557 | 0.0010656 | 0.015265 | 0.00028798 | 0.01506 | 0.00023288 | 0.014874 | 5.5099e-05 | 0.695 | 1.5467
758 | 0.53837 | 16.5277 | 2399.1658 | 0 | 0 | 0.87867 | 0.017513 | 0.72475 | 0.019491 | 0.47272 | 0.00091891 | 0 | 0 | 0 | 0 | 0.037663 | 0.001491 | 0.058974 | 0.00031774 | 0 | 0 | 4.0786 | 0.24387 | 0.024331 | 0.017211 | 0.015268 | 0.00030207 | 0.015598 | 0.0011733 | 0.015265 | 0.00031774 | 0.015268 | 0.00025694 | 0.014874 | 6.0808e-05 | 0.95386 | 1.6079
759 | 0.48247 | 15.6927 | 2225.1095 | 0 | 0 | 0.78549 | 0.016483 | 0.63298 | 0.016491 | 0.52921 | 0.00091891 | 0 | 0 | 0 | 0 | 0.037622 | 0.0013928 | 0.057778 | 0.00029633 | 0 | 0 | 3.8836 | 0.22719 | 0.023855 | 0.016202 | 0.015268 | 0.00028111 | 0.015557 | 0.0010965 | 0.015265 | 0.00029633 | 0.01506 | 0.00023962 | 0.014874 | 5.6713e-05 | 0.87905 | 1.441
760 | 0.54516 | 15.2853 | 2120.9693 | 0 | 0 | 0.81218 | 0.015851 | 0.67599 | 0.016491 | 0.45166 | 0.00091891 | 0 | 0 | 0 | 0 | 0.037623 | 0.0013255 | 0.057059 | 0.00028134 | 0 | 0 | 3.7443 | 0.21547 | 0.023561 | 0.015583 | 0.015268 | 0.00026832 | 0.015557 | 0.0010441 | 0.015265 | 0.00028134 | 0.01506 | 0.00022749 | 0.014874 | 5.3847e-05 | 0.70387 | 1.6282
761 | 0.53565 | 17.1775 | 2500.7987 | 0 | 0 | 0.83702 | 0.018183 | 0.69464 | 0.019491 | 0.61256 | 0.00091891 | 0 | 0 | 0 | 0 | 0.037663 | 0.0015641 | 0.059696 | 0.00033368 | 0 | 0 | 4.2089 | 0.25519 | 0.024639 | 0.017867 | 0.015268 | 0.00031573 | 0.015597 | 0.0012305 | 0.015265 | 0.00033368 | 0.015268 | 0.00026983 | 0.014874 | 6.3851e-05 | 0.88919 | 1.5998
762 | 0.57624 | 15.4047 | 2156.4337 | 0 | 0 | 0.85796 | 0.016016 | 0.66187 | 0.016491 | 0.43867 | 0.00091891 | 0 | 0 | 0 | 0 | 0.037622 | 0.0013624 | 0.057478 | 0.00028961 | 0 | 0 | 3.7927 | 0.21953 | 0.023638 | 0.015745 | 0.015268 | 0.00027159 | 0.015557 | 0.0010727 | 0.015265 | 0.00028961 | 0.01506 | 0.0002342 | 0.014874 | 5.5411e-05 | 0.77257 | 1.7211
763 | 0.58502 | 15.05 | 2100.3903 | 0 | 0 | 0.76988 | 0.015644 | 0.6921 | 0.016491 | 0.41787 | 0.00091891 | 0 | 0 | 0 | 0 | 0.037623 | 0.001317 | 0.056976 | 0.00027944 | 0 | 0 | 3.7183 | 0.21331 | 0.023464 | 0.01538 | 0.015268 | 0.00026407 | 0.015557 | 0.0010376 | 0.015265 | 0.00027944 | 0.01506 | 0.00022596 | 0.014874 | 5.3484e-05 | 0.858 | 1.7473
764 | 0.53846 | 15.8691 | 2264.596 | 0 | 0 | 0.85152 | 0.016752 | 0.63982 | 0.016491 | 0.49541 | 0.00091891 | 0 | 0 | 0 | 0 | 0.037622 | 0.0014168 | 0.058018 | 0.00030146 | 0 | 0 | 3.9353 | 0.23158 | 0.02398 | 0.016466 | 0.015268 | 0.00028657 | 0.015556 | 0.0011154 | 0.015265 | 0.00030146 | 0.01506 | 0.00024377 | 0.014874 | 5.769e-05 | 0.76749 | 1.6082
765 | 0.52748 | 14.2412 | 1908.431 | 0 | 0 | 0.75211 | 0.01423 | 0.60357 | 0.016491 | 0.46891 | 0.00091891 | 0 | 0 | 0 | 0 | 0.037624 | 0.0011858 | 0.055568 | 0.00025091 | 0 | 0 | 3.4615 | 0.19222 | 0.022198 | 0.013994 | 0.01506 | 0.0002357 | 0.015559 | 0.00093486 | 0.015265 | 0.00025091 | 0.01506 | 0.0002029 | 0.014874 | 4.8011e-05 | 0.67714 | 1.5754
766 | 0.4351 | 14.6673 | 2002.2934 | 0 | 0 | 0.75141 | 0.014812 | 0.65511 | 0.016491 | 0.44665 | 0.00091891 | 0 | 0 | 0 | 0 | 0.037624 | 0.0012396 | 0.056164 | 0.00026277 | 0 | 0 | 3.591 | 0.20278 | 0.022472 | 0.014565 | 0.01506 | 0.00024736 | 0.015558 | 0.00097678 | 0.015265 | 0.00026277 | 0.01506 | 0.00021249 | 0.014874 | 5.0282e-05 | 0.58864 | 1.2995
767 | 0.64619 | 14.583 | 2010.9088 | 0 | 0 | 0.691 | 0.015021 | 0.66933 | 0.016491 | 0.44378 | 0.00091891 | 0 | 0 | 0 | 0 | 0.037623 | 0.0012774 | 0.056617 | 0.0002716 | 0 | 0 | 3.598 | 0.20335 | 0.02257 | 0.014769 | 0.015268 | 0.00025154 | 0.015558 | 0.0010058 | 0.015265 | 0.0002716 | 0.01506 | 0.00021963 | 0.014873 | 5.1967e-05 | 0.5667 | 1.93
768 | 0.51847 | 15.0226 | 2143.5547 | 0 | 0 | 0.8218 | 0.01593 | 0.65522 | 0.016491 | 0.3818 | 0.00091891 | 0 | 0 | 0 | 0 | 0.037623 | 0.0013395 | 0.057214 | 0.00028446 | 0 | 0 | 3.7761 | 0.21813 | 0.023598 | 0.01566 | 0.015268 | 0.00026989 | 0.015557 | 0.001055 | 0.015265 | 0.00028446 | 0.01506 | 0.00023001 | 0.014874 | 5.4441e-05 | 0.75079 | 1.5485
769 | 0.56644 | 13.849 | 1902.3791 | 0 | 0 | 0.75786 | 0.014278 | 0.60526 | 0.016491 | 0.37228 | 0.00091891 | 0 | 0 | 0 | 0 | 0.037624 | 0.0011969 | 0.055728 | 0.00025392 | 0 | 0 | 3.4505 | 0.19133 | 0.022221 | 0.014042 | 0.01506 | 0.0002367 | 0.015559 | 0.00094294 | 0.015265 | 0.00025392 | 0.01506 | 0.00020533 | 0.014874 | 4.8585e-05 | 0.66779 | 1.6918
770 | 0.64307 | 15.7037 | 2159.7318 | 0 | 0 | 0.74997 | 0.015914 | 0.69046 | 0.016491 | 0.54573 | 0.00091891 | 0 | 0 | 0 | 0 | 0.037622 | 0.0013634 | 0.057531 | 0.00029052 | 0 | 0 | 3.8001 | 0.22015 | 0.02359 | 0.015644 | 0.015268 | 0.00026955 | 0.015557 | 0.0010728 | 0.015265 | 0.00029052 | 0.01506 | 0.00023494 | 0.014873 | 5.5578e-05 | 0.61615 | 1.9206
771 | 0.63249 | 14.938 | 2159.6706 | 0 | 0 | 0.77229 | 0.016055 | 0.64618 | 0.016491 | 0.38735 | 0.00091891 | 0 | 0 | 0 | 0 | 0.037622 | 0.0013634 | 0.057485 | 0.00028985 | 0 | 0 | 3.7966 | 0.21986 | 0.023656 | 0.015783 | 0.015268 | 0.00027239 | 0.015557 | 0.0010736 | 0.015265 | 0.00028985 | 0.01506 | 0.00023439 | 0.014874 | 5.5464e-05 | 0.81287 | 1.889
772 | 0.50807 | 14.6489 | 2024.9856 | 0 | 0 | 0.80838 | 0.015123 | 0.66538 | 0.016491 | 0.38142 | 0.00091891 | 0 | 0 | 0 | 0 | 0.037623 | 0.0012567 | 0.056318 | 0.00026619 | 0 | 0 | 3.6177 | 0.20498 | 0.022619 | 0.01487 | 0.015268 | 0.00025362 | 0.015558 | 0.00099052 | 0.015265 | 0.00026619 | 0.01506 | 0.00021524 | 0.014874 | 5.0948e-05 | 0.66546 | 1.5175
773 | 0.59811 | 14.6225 | 2041.5872 | 0 | 0 | 0.76357 | 0.015259 | 0.63907 | 0.016491 | 0.4155 | 0.00091891 | 0 | 0 | 0 | 0 | 0.037623 | 0.0012908 | 0.056748 | 0.00027442 | 0 | 0 | 3.6388 | 0.20672 | 0.023284 | 0.015003 | 0.015268 | 0.00025636 | 0.015558 | 0.0010164 | 0.015265 | 0.00027442 | 0.01506 | 0.00022191 | 0.014874 | 5.2506e-05 | 0.71027 | 1.7864
774 | 0.52906 | 15.82 | 2288.3777 | 0 | 0 | 0.75882 | 0.016945 | 0.72419 | 0.016491 | 0.43696 | 0.00091891 | 0 | 0 | 0 | 0 | 0.037663 | 0.0014473 | 0.058563 | 0.00030846 | 0 | 0 | 3.9651 | 0.23412 | 0.024069 | 0.016654 | 0.015268 | 0.00029048 | 0.015598 | 0.0011389 | 0.015265 | 0.00030846 | 0.015268 | 0.00024944 | 0.014874 | 5.9021e-05 | 0.81602 | 1.5801
775 | 0.51892 | 15.6284 | 2344.1565 | 0 | 0 | 0.78511 | 0.017255 | 0.66548 | 0.019491 | 0.40846 | 0.00091891 | 0 | 0 | 0 | 0 | 0.037663 | 0.0014737 | 0.05882 | 0.00031414 | 0 | 0 | 4.0044 | 0.23748 | 0.024212 | 0.016959 | 0.015268 | 0.00029681 | 0.015598 | 0.0011596 | 0.015265 | 0.00031414 | 0.015268 | 0.00025403 | 0.014874 | 6.011e-05 | 0.77932 | 1.5498
776 | 0.55449 | 15.0673 | 2193.4065 | 0 | 0 | 0.73291 | 0.016266 | 0.62051 | 0.016491 | 0.44232 | 0.00091891 | 0 | 0 | 0 | 0 | 0.037622 | 0.0013907 | 0.057805 | 0.00029644 | 0 | 0 | 3.8415 | 0.22363 | 0.023754 | 0.015989 | 0.015268 | 0.00027669 | 0.015557 | 0.0010943 | 0.015265 | 0.00029644 | 0.01506 | 0.00023973 | 0.014873 | 5.6717e-05 | 0.55302 | 1.6561
777 | 0.58812 | 15.8139 | 2223.4235 | 0 | 0 | 0.92355 | 0.016521 | 0.7165 | 0.016491 | 0.39454 | 0.00091891 | 0 | 0 | 0 | 0 | 0.037622 | 0.0014059 | 0.057918 | 0.00029906 | 0 | 0 | 3.8798 | 0.22687 | 0.023872 | 0.01624 | 0.015268 | 0.00028184 | 0.015557 | 0.0011068 | 0.015265 | 0.00029906 | 0.01506 | 0.00024184 | 0.014874 | 5.7224e-05 | 0.66923 | 1.7565
778 | 0.5009 | 16.3304 | 2342.5187 | 0 | 0 | 0.78103 | 0.017006 | 0.68938 | 0.019491 | 0.55988 | 0.00091891 | 0 | 0 | 0 | 0 | 0.037663 | 0.0014549 | 0.058624 | 0.00030978 | 0 | 0 | 4.0083 | 0.23782 | 0.024097 | 0.016714 | 0.015268 | 0.00029167 | 0.015598 | 0.0011451 | 0.015265 | 0.00030978 | 0.015268 | 0.00025051 | 0.014874 | 5.9273e-05 | 0.7177 | 1.496
779 | 0.57678 | 16.1535 | 2436.8804 | 0 | 0 | 0.88373 | 0.017751 | 0.65368 | 0.019491 | 0.41819 | 0.00091891 | 0 | 0 | 0 | 0 | 0.037663 | 0.0015332 | 0.059444 | 0.00032771 | 0 | 0 | 4.127 | 0.24805 | 0.02444 | 0.017444 | 0.015268 | 0.00030694 | 0.015597 | 0.0012055 | 0.015265 | 0.00032771 | 0.015268 | 0.00026501 | 0.014874 | 6.2697e-05 | 0.84366 | 1.7227
780 | 0.65245 | 16.5582 | 2390.7874 | 0 | 0 | 0.85737 | 0.01744 | 0.68978 | 0.019491 | 0.53459 | 0.00091891 | 0 | 0 | 0 | 0 | 0.037663 | 0.0014981 | 0.059072 | 0.00031955 | 0 | 0 | 4.0679 | 0.24294 | 0.024297 | 0.017139 | 0.015268 | 0.00030055 | 0.015598 | 0.0011786 | 0.015265 | 0.00031955 | 0.015268 | 0.00025841 | 0.014874 | 6.1141e-05 | 0.68685 | 1.9487
781 | 0.53779 | 16.419 | 2372.4784 | 0 | 0 | 0.90949 | 0.01732 | 0.69075 | 0.019491 | 0.48134 | 0.00091891 | 0 | 0 | 0 | 0 | 0.037663 | 0.0014726 | 0.058767 | 0.0003132 | 0 | 0 | 4.0445 | 0.24093 | 0.024242 | 0.017022 | 0.015268 | 0.00029809 | 0.015598 | 0.0011594 | 0.015265 | 0.0003132 | 0.015268 | 0.00025326 | 0.014874 | 5.9937e-05 | 0.80809 | 1.6062
782 | 0.57497 | 14.4166 | 1895.1403 | 0 | 0 | 0.71977 | 0.014231 | 0.5846 | 0.016491 | 0.56389 | 0.00091891 | 0 | 0 | 0 | 0 | 0.037624 | 0.0011825 | 0.055543 | 0.00025047 | 0 | 0 | 3.4408 | 0.19055 | 0.022199 | 0.013995 | 0.01506 | 0.00023577 | 0.015559 | 0.00093203 | 0.015265 | 0.00025047 | 0.01506 | 0.00020254 | 0.014874 | 4.7929e-05 | 0.54307 | 1.7173
783 | 0.62524 | 15.42 | 2244.8469 | 0 | 0 | 0.7979 | 0.016676 | 0.64864 | 0.016491 | 0.42342 | 0.00091891 | 0 | 0 | 0 | 0 | 0.037622 | 0.001418 | 0.058042 | 0.00030177 | 0 | 0 | 3.9077 | 0.22924 | 0.023944 | 0.016391 | 0.015268 | 0.00028498 | 0.015556 | 0.0011163 | 0.015265 | 0.00030177 | 0.01506 | 0.00024403 | 0.014874 | 5.7745e-05 | 0.85791 | 1.8674
784 | 0.59678 | 16.1735 | 2391.8793 | 0 | 0 | 0.79293 | 0.017449 | 0.75007 | 0.019491 | 0.41635 | 0.00091891 | 0 | 0 | 0 | 0 | 0.037663 | 0.0014984 | 0.059089 | 0.00031991 | 0 | 0 | 4.0692 | 0.24306 | 0.024301 | 0.017148 | 0.015268 | 0.00030077 | 0.015598 | 0.0011785 | 0.015265 | 0.00031991 | 0.015268 | 0.0002587 | 0.014874 | 6.121e-05 | 0.7825 | 1.7824
785 | 0.56081 | 16.7536 | 2461.7772 | 0 | 0 | 0.93124 | 0.017923 | 0.71817 | 0.019491 | 0.45569 | 0.00091891 | 0 | 0 | 0 | 0 | 0.037663 | 0.0015326 | 0.059368 | 0.00032647 | 0 | 0 | 4.1593 | 0.25086 | 0.024519 | 0.017612 | 0.015268 | 0.0003104 | 0.015597 | 0.0012061 | 0.015265 | 0.00032647 | 0.015268 | 0.00026399 | 0.014874 | 6.2475e-05 | 0.89897 | 1.675
786 | 0.61117 | 15.9918 | 2271.8191 | 0 | 0 | 0.79268 | 0.016797 | 0.71862 | 0.016491 | 0.47738 | 0.00091891 | 0 | 0 | 0 | 0 | 0.037663 | 0.0014448 | 0.058576 | 0.00030846 | 0 | 0 | 3.9441 | 0.23234 | 0.024 | 0.01651 | 0.015268 | 0.00028748 | 0.015598 | 0.0011364 | 0.015265 | 0.00030846 | 0.015268 | 0.00024945 | 0.014873 | 5.9011e-05 | 0.74198 | 1.8254
787 | 0.56591 | 16.245 | 2397.5509 | 0 | 0 | 0.79123 | 0.017485 | 0.66528 | 0.019491 | 0.5158 | 0.00091891 | 0 | 0 | 0 | 0 | 0.037663 | 0.0015128 | 0.059236 | 0.00032298 | 0 | 0 | 4.0763 | 0.24367 | 0.024318 | 0.017184 | 0.015268 | 0.00030146 | 0.015598 | 0.0011898 | 0.015265 | 0.00032298 | 0.015268 | 0.00026119 | 0.014873 | 6.1788e-05 | 0.66325 | 1.6902
788 | 0.52815 | 15.0202 | 2041.2329 | 0 | 0 | 0.8222 | 0.015229 | 0.66345 | 0.016491 | 0.45487 | 0.00091891 | 0 | 0 | 0 | 0 | 0.037623 | 0.0012955 | 0.056819 | 0.00027572 | 0 | 0 | 3.6389 | 0.20672 | 0.02327 | 0.014973 | 0.015268 | 0.00025574 | 0.015558 | 0.0010198 | 0.015265 | 0.00027572 | 0.01506 | 0.00022297 | 0.014873 | 5.2749e-05 | 0.49933 | 1.5774
789 | 0.51887 | 16.2014 | 2326.1538 | 0 | 0 | 0.87209 | 0.017016 | 0.64575 | 0.019491 | 0.53077 | 0.00091891 | 0 | 0 | 0 | 0 | 0.037663 | 0.0014524 | 0.058604 | 0.00030941 | 0 | 0 | 3.984 | 0.23574 | 0.024102 | 0.016724 | 0.015268 | 0.00029192 | 0.015598 | 0.001143 | 0.015265 | 0.00030941 | 0.015268 | 0.0002502 | 0.014874 | 5.9205e-05 | 0.65701 | 1.5497
790 | 0.53983 | 16.2399 | 2314.0523 | 0 | 0 | 0.87296 | 0.016982 | 0.68452 | 0.019491 | 0.51142 | 0.00091891 | 0 | 0 | 0 | 0 | 0.037663 | 0.0014577 | 0.058691 | 0.00031111 | 0 | 0 | 3.9668 | 0.23427 | 0.024086 | 0.016691 | 0.015268 | 0.00029125 | 0.015598 | 0.0011466 | 0.015265 | 0.00031111 | 0.015268 | 0.00025159 | 0.014874 | 5.9526e-05 | 0.60419 | 1.6123
791 | 0.45966 | 14.9904 | 2174.6688 | 0 | 0 | 0.79914 | 0.016145 | 0.63385 | 0.016491 | 0.38429 | 0.00091891 | 0 | 0 | 0 | 0 | 0.037622 | 0.001359 | 0.057414 | 0.00028862 | 0 | 0 | 3.8172 | 0.22159 | 0.023697 | 0.01587 | 0.015268 | 0.00027422 | 0.015557 | 0.0010704 | 0.015265 | 0.00028862 | 0.01506 | 0.00023338 | 0.014874 | 5.5233e-05 | 0.73307 | 1.3729
792 | 0.48824 | 16.0515 | 2395.4999 | 0 | 0 | 0.85719 | 0.017474 | 0.68613 | 0.019491 | 0.40815 | 0.00091891 | 0 | 0 | 0 | 0 | 0.037663 | 0.0014993 | 0.059092 | 0.00032004 | 0 | 0 | 4.0739 | 0.24347 | 0.024313 | 0.017172 | 0.015268 | 0.00030127 | 0.015598 | 0.0011793 | 0.015265 | 0.00032004 | 0.015268 | 0.0002588 | 0.014874 | 6.1235e-05 | 0.86041 | 1.4582
793 | 0.56808 | 14.9936 | 2051.6668 | 0 | 0 | 0.77136 | 0.015305 | 0.6239 | 0.016491 | 0.50995 | 0.00091891 | 0 | 0 | 0 | 0 | 0.037623 | 0.0012761 | 0.056527 | 0.00027036 | 0 | 0 | 3.6536 | 0.20793 | 0.023306 | 0.015048 | 0.015268 | 0.00025727 | 0.015558 | 0.0010057 | 0.015265 | 0.00027036 | 0.01506 | 0.00021862 | 0.014874 | 5.1742e-05 | 0.6574 | 1.6967
794 | 0.56747 | 15.4489 | 2204.9414 | 0 | 0 | 0.81987 | 0.016268 | 0.67116 | 0.016491 | 0.4239 | 0.00091891 | 0 | 0 | 0 | 0 | 0.037622 | 0.0013792 | 0.057645 | 0.00029333 | 0 | 0 | 3.859 | 0.22511 | 0.023755 | 0.015991 | 0.015268 | 0.00027672 | 0.015557 | 0.0010859 | 0.015265 | 0.00029333 | 0.01506 | 0.0002372 | 0.014874 | 5.6131e-05 | 0.77756 | 1.6949
795 | 0.54379 | 16.8089 | 2578.1587 | 0 | 0 | 0.88796 | 0.018701 | 0.67654 | 0.019491 | 0.44904 | 0.00091891 | 0 | 0 | 0 | 0 | 0.037662 | 0.0016149 | 0.060206 | 0.00034527 | 0 | 0 | 4.307 | 0.26379 | 0.024876 | 0.018375 | 0.015268 | 0.00032643 | 0.015597 | 0.0012696 | 0.015265 | 0.00034527 | 0.015268 | 0.0002792 | 0.014874 | 6.6065e-05 | 0.72231 | 1.6241
796 | 0.52946 | 15.0105 | 2092.7918 | 0 | 0 | 0.88582 | 0.015649 | 0.62072 | 0.016491 | 0.41604 | 0.00091891 | 0 | 0 | 0 | 0 | 0.037623 | 0.0013118 | 0.056924 | 0.00027841 | 0 | 0 | 3.7068 | 0.21235 | 0.023466 | 0.015385 | 0.015268 | 0.00026421 | 0.015557 | 0.0010334 | 0.015265 | 0.00027841 | 0.01506 | 0.00022513 | 0.014874 | 5.3282e-05 | 0.86381 | 1.5813
797 | 0.46017 | 16.5585 | 2426.5401 | 0 | 0 | 0.98949 | 0.017684 | 0.71198 | 0.019491 | 0.40466 | 0.00091891 | 0 | 0 | 0 | 0 | 0.037663 | 0.0014998 | 0.059046 | 0.00031928 | 0 | 0 | 4.1144 | 0.24697 | 0.02441 | 0.017378 | 0.015268 | 0.00030558 | 0.015598 | 0.0011805 | 0.015265 | 0.00031928 | 0.015268 | 0.0002582 | 0.014874 | 6.1078e-05 | 0.93206 | 1.3744
798 | 0.5234 | 16.3773 | 2480.4387 | 0 | 0 | 0.85485 | 0.018048 | 0.6438 | 0.019491 | 0.46798 | 0.00091891 | 0 | 0 | 0 | 0 | 0.037663 | 0.0015374 | 0.059398 | 0.00032731 | 0 | 0 | 4.1833 | 0.25295 | 0.024577 | 0.017735 | 0.015268 | 0.00031298 | 0.015597 | 0.0012101 | 0.015265 | 0.00032731 | 0.015268 | 0.00026467 | 0.014874 | 6.264e-05 | 1.0281 | 1.5632
799 | 0.57018 | 14.7108 | 1939.9593 | 0 | 0 | 0.86415 | 0.014476 | 0.61551 | 0.016491 | 0.48109 | 0.00091891 | 0 | 0 | 0 | 0 | 0.037624 | 0.0012073 | 0.055809 | 0.0002557 | 0 | 0 | 3.5039 | 0.19566 | 0.022314 | 0.014236 | 0.01506 | 0.00024063 | 0.015558 | 0.00095159 | 0.015265 | 0.0002557 | 0.01506 | 0.00020677 | 0.014874 | 4.893e-05 | 0.55834 | 1.7029
800 | 0.43357 | 15.9554 | 2242.8958 | 0 | 0 | 0.83545 | 0.016606 | 0.69772 | 0.016491 | 0.48585 | 0.00091891 | 0 | 0 | 0 | 0 | 0.037622 | 0.0013989 | 0.057811 | 0.00029712 | 0 | 0 | 3.907 | 0.22918 | 0.023912 | 0.016323 | 0.015268 | 0.00028358 | 0.015557 | 0.0011018 | 0.015265 | 0.00029712 | 0.01506 | 0.00024026 | 0.014874 | 5.686e-05 | 0.72018 | 1.295
801 | 0.63571 | 15.9578 | 2368.429 | 0 | 0 | 0.82132 | 0.017289 | 0.64242 | 0.019491 | 0.47117 | 0.00091891 | 0 | 0 | 0 | 0 | 0.037663 | 0.0014946 | 0.059073 | 0.0003193 | 0 | 0 | 4.0387 | 0.24043 | 0.024228 | 0.016992 | 0.015268 | 0.00029748 | 0.015598 | 0.0011753 | 0.015265 | 0.0003193 | 0.015268 | 0.00025822 | 0.014873 | 6.1082e-05 | 0.61218 | 1.8987
802 | 0.56837 | 14.7723 | 2062.5276 | 0 | 0 | 0.89026 | 0.015211 | 0.60823 | 0.016491 | 0.38676 | 0.00091891 | 0 | 0 | 0 | 0 | 0.037623 | 0.001269 | 0.056473 | 0.00026919 | 0 | 0 | 3.6726 | 0.20951 | 0.023262 | 0.014956 | 0.015268 | 0.00025542 | 0.015558 | 0.00099983 | 0.015265 | 0.00026919 | 0.01506 | 0.00021767 | 0.014874 | 5.1514e-05 | 0.76964 | 1.6976
803 | 0.56359 | 15.6523 | 2252.7409 | 0 | 0 | 0.86262 | 0.016778 | 0.65793 | 0.016491 | 0.42738 | 0.00091891 | 0 | 0 | 0 | 0 | 0.037622 | 0.0014135 | 0.057953 | 0.00030021 | 0 | 0 | 3.9172 | 0.23004 | 0.023991 | 0.016491 | 0.015268 | 0.00028706 | 0.015557 | 0.0011133 | 0.015265 | 0.00030021 | 0.01506 | 0.00024276 | 0.014874 | 5.7455e-05 | 0.77086 | 1.6833
804 | 0.61393 | 15.3632 | 2146.2492 | 0 | 0 | 0.84512 | 0.015946 | 0.64848 | 0.016491 | 0.45762 | 0.00091891 | 0 | 0 | 0 | 0 | 0.037622 | 0.0013568 | 0.057422 | 0.00028847 | 0 | 0 | 3.7792 | 0.2184 | 0.023605 | 0.015676 | 0.015268 | 0.00027016 | 0.015557 | 0.0010684 | 0.015265 | 0.00028847 | 0.01506 | 0.00023327 | 0.014874 | 5.5198e-05 | 0.61397 | 1.8336
805 | 0.58733 | 15.2294 | 2214.8361 | 0 | 0 | 0.72104 | 0.016411 | 0.71451 | 0.016491 | 0.37923 | 0.00091891 | 0 | 0 | 0 | 0 | 0.037622 | 0.0014088 | 0.058004 | 0.00030058 | 0 | 0 | 3.8695 | 0.226 | 0.023821 | 0.016132 | 0.015268 | 0.00027964 | 0.015557 | 0.0011083 | 0.015265 | 0.00030058 | 0.01506 | 0.00024308 | 0.014873 | 5.7499e-05 | 0.56685 | 1.7542
806 | 0.60051 | 15.9483 | 2388.9919 | 0 | 0 | 0.87232 | 0.017428 | 0.64849 | 0.019491 | 0.41586 | 0.00091891 | 0 | 0 | 0 | 0 | 0.037663 | 0.0015026 | 0.059131 | 0.00032074 | 0 | 0 | 4.0654 | 0.24273 | 0.024292 | 0.017128 | 0.015268 | 0.00030031 | 0.015598 | 0.0011818 | 0.015265 | 0.00032074 | 0.015268 | 0.00025938 | 0.014874 | 6.1364e-05 | 0.80894 | 1.7936
807 | 0.62138 | 15.6632 | 2224.2283 | 0 | 0 | 0.80171 | 0.016475 | 0.7228 | 0.016491 | 0.42296 | 0.00091891 | 0 | 0 | 0 | 0 | 0.037622 | 0.0014043 | 0.057922 | 0.00029905 | 0 | 0 | 3.8822 | 0.22707 | 0.023851 | 0.016194 | 0.015268 | 0.00028091 | 0.015557 | 0.0011052 | 0.015265 | 0.00029905 | 0.01506 | 0.00024183 | 0.014874 | 5.7217e-05 | 0.76945 | 1.8559
808 | 0.56724 | 16.8027 | 2561.6604 | 0 | 0 | 0.80995 | 0.018587 | 0.76024 | 0.019491 | 0.42355 | 0.00091891 | 0 | 0 | 0 | 0 | 0.037662 | 0.0016161 | 0.06024 | 0.00034583 | 0 | 0 | 4.2859 | 0.26193 | 0.024824 | 0.018263 | 0.015268 | 0.00032406 | 0.015597 | 0.0012703 | 0.015265 | 0.00034583 | 0.015268 | 0.00027966 | 0.014874 | 6.6169e-05 | 0.85944 | 1.6942
809 | 0.44321 | 18.0799 | 2652.3354 | 0 | 0 | 0.99369 | 0.019199 | 0.70851 | 0.019491 | 0.61497 | 0.00091891 | 0 | 0 | 0 | 0 | 0.037662 | 0.0016564 | 0.060555 | 0.00035352 | 0 | 0 | 4.4004 | 0.27206 | 0.025738 | 0.018862 | 0.015268 | 0.00033661 | 0.015596 | 0.0013029 | 0.015265 | 0.00035352 | 0.015268 | 0.00028587 | 0.014874 | 6.765e-05 | 0.90488 | 1.3237
810 | 0.59031 | 13.906 | 1884.631 | 0 | 0 | 0.75651 | 0.014054 | 0.63717 | 0.016491 | 0.36831 | 0.00091891 | 0 | 0 | 0 | 0 | 0.037624 | 0.0011738 | 0.055462 | 0.00024873 | 0 | 0 | 3.429 | 0.1896 | 0.022115 | 0.013822 | 0.01506 | 0.0002322 | 0.015559 | 0.0009251 | 0.015265 | 0.00024873 | 0.01506 | 0.00020114 | 0.014874 | 4.7591e-05 | 0.62156 | 1.7631
811 | 0.60087 | 15.0801 | 2096.1093 | 0 | 0 | 0.82627 | 0.015513 | 0.65338 | 0.016491 | 0.43172 | 0.00091891 | 0 | 0 | 0 | 0 | 0.037623 | 0.0013046 | 0.05686 | 0.00027691 | 0 | 0 | 3.7153 | 0.21306 | 0.023403 | 0.015252 | 0.015268 | 0.00026147 | 0.015557 | 0.0010277 | 0.015265 | 0.00027691 | 0.01506 | 0.00022392 | 0.014874 | 5.2983e-05 | 0.60709 | 1.7946
812 | 0.5543 | 16.4746 | 2423.7902 | 0 | 0 | 0.82443 | 0.017663 | 0.68581 | 0.019491 | 0.51236 | 0.00091891 | 0 | 0 | 0 | 0 | 0.037663 | 0.0015232 | 0.05934 | 0.00032543 | 0 | 0 | 4.1102 | 0.2466 | 0.0244 | 0.017358 | 0.015268 | 0.00030514 | 0.015597 | 0.0011977 | 0.015265 | 0.00032543 | 0.015268 | 0.00026317 | 0.014874 | 6.2262e-05 | 0.77547 | 1.6555
813 | 0.65565 | 14.0242 | 1958.1582 | 0 | 0 | 0.72078 | 0.014661 | 0.60022 | 0.016491 | 0.39793 | 0.00091891 | 0 | 0 | 0 | 0 | 0.037624 | 0.001235 | 0.056147 | 0.00026224 | 0 | 0 | 3.5267 | 0.19751 | 0.022402 | 0.014417 | 0.01506 | 0.00024435 | 0.015558 | 0.0009728 | 0.015265 | 0.00026224 | 0.01506 | 0.00021206 | 0.014874 | 5.0178e-05 | 0.62294 | 1.9582
814 | 0.54821 | 14.6695 | 2071.4563 | 0 | 0 | 0.76587 | 0.01542 | 0.62273 | 0.016491 | 0.41725 | 0.00091891 | 0 | 0 | 0 | 0 | 0.037623 | 0.0012976 | 0.056786 | 0.00027544 | 0 | 0 | 3.6803 | 0.21015 | 0.023359 | 0.01516 | 0.015268 | 0.00025958 | 0.015558 | 0.0010221 | 0.015265 | 0.00027544 | 0.01506 | 0.00022273 | 0.014874 | 5.2713e-05 | 0.63038 | 1.6373
815 | 0.64885 | 15.7873 | 2118.659 | 0 | 0 | 0.85669 | 0.015758 | 0.66238 | 0.016491 | 0.56465 | 0.00091891 | 0 | 0 | 0 | 0 | 0.037622 | 0.001344 | 0.057304 | 0.00028586 | 0 | 0 | 3.7425 | 0.21532 | 0.023517 | 0.015491 | 0.015268 | 0.00026636 | 0.015557 | 0.0010581 | 0.015265 | 0.00028586 | 0.01506 | 0.00023117 | 0.014873 | 5.4692e-05 | 0.69214 | 1.9379
816 | 0.58361 | 16.1916 | 2366.6179 | 0 | 0 | 0.73778 | 0.017279 | 0.72835 | 0.019491 | 0.49569 | 0.00091891 | 0 | 0 | 0 | 0 | 0.037663 | 0.0014878 | 0.058988 | 0.00031748 | 0 | 0 | 4.0365 | 0.24024 | 0.024223 | 0.016981 | 0.015268 | 0.00029726 | 0.015598 | 0.0011704 | 0.015265 | 0.00031748 | 0.015268 | 0.00025675 | 0.014873 | 6.0728e-05 | 0.65101 | 1.7431
817 | 0.59307 | 15.429 | 2202.0912 | 0 | 0 | 0.74585 | 0.016315 | 0.70212 | 0.016491 | 0.43622 | 0.00091891 | 0 | 0 | 0 | 0 | 0.037622 | 0.0013902 | 0.057777 | 0.00029598 | 0 | 0 | 3.8533 | 0.22463 | 0.023777 | 0.016037 | 0.015268 | 0.00027767 | 0.015557 | 0.0010943 | 0.015265 | 0.00029598 | 0.01506 | 0.00023935 | 0.014874 | 5.6632e-05 | 0.84189 | 1.7713
818 | 0.55365 | 15.3573 | 2226.4273 | 0 | 0 | 0.79282 | 0.016488 | 0.61406 | 0.016491 | 0.45883 | 0.00091891 | 0 | 0 | 0 | 0 | 0.037622 | 0.0014032 | 0.0579 | 0.00029867 | 0 | 0 | 3.8852 | 0.22732 | 0.023857 | 0.016207 | 0.015268 | 0.00028117 | 0.015557 | 0.0011045 | 0.015265 | 0.00029867 | 0.01506 | 0.00024152 | 0.014874 | 5.715e-05 | 0.66934 | 1.6536
819 | 0.45192 | 14.1944 | 1883.8333 | 0 | 0 | 0.83282 | 0.01417 | 0.66231 | 0.016491 | 0.37163 | 0.00091891 | 0 | 0 | 0 | 0 | 0.037416 | 0.0011636 | 0.055293 | 0.00024591 | 0 | 0 | 3.4252 | 0.18929 | 0.02217 | 0.013936 | 0.01506 | 0.00023454 | 0.015559 | 0.00091767 | 0.015057 | 0.00024591 | 0.01506 | 0.00019885 | 0.014874 | 4.7068e-05 | 0.62548 | 1.3497
820 | 0.52267 | 14.644 | 2011.303 | 0 | 0 | 0.76059 | 0.015031 | 0.68849 | 0.016491 | 0.39719 | 0.00091891 | 0 | 0 | 0 | 0 | 0.037623 | 0.0012556 | 0.056331 | 0.00026626 | 0 | 0 | 3.599 | 0.20344 | 0.022575 | 0.014779 | 0.015268 | 0.00025177 | 0.015558 | 0.00098933 | 0.015265 | 0.00026626 | 0.01506 | 0.0002153 | 0.014874 | 5.0955e-05 | 0.7413 | 1.561
821 | 0.43789 | 16.26 | 2268.1016 | 0 | 0 | 0.86403 | 0.016775 | 0.66323 | 0.016491 | 0.55949 | 0.00091891 | 0 | 0 | 0 | 0 | 0.037664 | 0.0014253 | 0.058103 | 0.00030316 | 0 | 0 | 3.9397 | 0.23196 | 0.02399 | 0.016488 | 0.015268 | 0.00028698 | 0.015598 | 0.0011221 | 0.015265 | 0.00030316 | 0.01506 | 0.00024515 | 0.014874 | 5.8014e-05 | 0.70207 | 1.3078
822 | 0.52343 | 14.5543 | 1939.971 | 0 | 0 | 0.83037 | 0.014537 | 0.66561 | 0.016491 | 0.41355 | 0.00091891 | 0 | 0 | 0 | 0 | 0.037624 | 0.0012232 | 0.05601 | 0.0002595 | 0 | 0 | 3.5019 | 0.1955 | 0.022343 | 0.014296 | 0.01506 | 0.00024185 | 0.015558 | 0.00096368 | 0.015265 | 0.0002595 | 0.01506 | 0.00020984 | 0.014874 | 4.9652e-05 | 0.51289 | 1.5633
823 | 0.52356 | 14.5292 | 1959.0096 | 0 | 0 | 0.75722 | 0.014673 | 0.62049 | 0.016491 | 0.48089 | 0.00091891 | 0 | 0 | 0 | 0 | 0.037624 | 0.0012128 | 0.055841 | 0.00025655 | 0 | 0 | 3.5284 | 0.19765 | 0.022407 | 0.014428 | 0.01506 | 0.0002446 | 0.015558 | 0.00095622 | 0.015265 | 0.00025655 | 0.01506 | 0.00020746 | 0.014874 | 4.9094e-05 | 0.72758 | 1.5637
824 | 0.67059 | 15.3465 | 2174.8696 | 0 | 0 | 0.7325 | 0.01614 | 0.70078 | 0.016491 | 0.4467 | 0.00091891 | 0 | 0 | 0 | 0 | 0.037622 | 0.0013801 | 0.05768 | 0.00029379 | 0 | 0 | 3.817 | 0.22157 | 0.023695 | 0.015866 | 0.015268 | 0.0002741 | 0.015557 | 0.0010863 | 0.015265 | 0.00029379 | 0.01506 | 0.00023758 | 0.014874 | 5.6212e-05 | 0.67608 | 2.0029
825 | 0.58212 | 14.184 | 1888.3946 | 0 | 0 | 0.79032 | 0.014185 | 0.59527 | 0.016491 | 0.45783 | 0.00091891 | 0 | 0 | 0 | 0 | 0.037624 | 0.0011765 | 0.055473 | 0.00024914 | 0 | 0 | 3.4316 | 0.1898 | 0.022177 | 0.01395 | 0.01506 | 0.00023485 | 0.015559 | 0.00092733 | 0.015265 | 0.00024914 | 0.01506 | 0.00020146 | 0.014874 | 4.7676e-05 | 0.7564 | 1.7386
826 | 0.62639 | 15.1907 | 2030.4163 | 0 | 0 | 0.76223 | 0.015136 | 0.68179 | 0.016491 | 0.52376 | 0.00091891 | 0 | 0 | 0 | 0 | 0.037623 | 0.0012806 | 0.056649 | 0.00027234 | 0 | 0 | 3.625 | 0.20558 | 0.022624 | 0.014882 | 0.015268 | 0.00025388 | 0.015558 | 0.0010083 | 0.015265 | 0.00027234 | 0.01506 | 0.00022023 | 0.014873 | 5.2104e-05 | 0.53371 | 1.8708
827 | 0.53818 | 16.1879 | 2360.892 | 0 | 0 | 0.91513 | 0.017264 | 0.66975 | 0.019491 | 0.45049 | 0.00091891 | 0 | 0 | 0 | 0 | 0.037663 | 0.0014725 | 0.058779 | 0.00031332 | 0 | 0 | 4.0288 | 0.23958 | 0.024216 | 0.016967 | 0.015268 | 0.00029693 | 0.015598 | 0.0011591 | 0.015265 | 0.00031332 | 0.015268 | 0.00025337 | 0.014874 | 5.9955e-05 | 0.91714 | 1.6074
828 | 0.59586 | 16.9468 | 2577.0043 | 0 | 0 | 0.82984 | 0.018816 | 0.74085 | 0.019491 | 0.45729 | 0.00091891 | 0 | 0 | 0 | 0 | 0.037662 | 0.0016298 | 0.060334 | 0.00034813 | 0 | 0 | 4.3023 | 0.26338 | 0.024929 | 0.018488 | 0.015268 | 0.00032874 | 0.015597 | 0.0012817 | 0.015265 | 0.00034813 | 0.015268 | 0.00028152 | 0.014874 | 6.6609e-05 | 0.91051 | 1.7796
829 | 0.59538 | 16.2347 | 2374.4884 | 0 | 0 | 0.97899 | 0.017335 | 0.62881 | 0.019491 | 0.45351 | 0.00091891 | 0 | 0 | 0 | 0 | 0.037663 | 0.001474 | 0.058806 | 0.00031398 | 0 | 0 | 4.0471 | 0.24115 | 0.024249 | 0.017036 | 0.015268 | 0.00029843 | 0.015598 | 0.00116 | 0.015265 | 0.00031398 | 0.015268 | 0.0002539 | 0.014874 | 6.0081e-05 | 1.0108 | 1.7782
830 | 0.54078 | 15.922 | 2226.3029 | 0 | 0 | 0.8382 | 0.016489 | 0.67322 | 0.016491 | 0.51352 | 0.00091891 | 0 | 0 | 0 | 0 | 0.037622 | 0.0014117 | 0.058001 | 0.0003006 | 0 | 0 | 3.8847 | 0.22729 | 0.023857 | 0.016208 | 0.015268 | 0.00028117 | 0.015557 | 0.0011111 | 0.015265 | 0.0003006 | 0.01506 | 0.0002431 | 0.014873 | 5.7503e-05 | 0.72468 | 1.6151
831 | 0.47394 | 15.5525 | 2152.9681 | 0 | 0 | 0.76356 | 0.015905 | 0.61787 | 0.016491 | 0.57811 | 0.00091891 | 0 | 0 | 0 | 0 | 0.037623 | 0.0013437 | 0.057267 | 0.00028546 | 0 | 0 | 3.7907 | 0.21936 | 0.023586 | 0.015636 | 0.015268 | 0.00026935 | 0.015557 | 0.0010583 | 0.015265 | 0.00028546 | 0.01506 | 0.00023083 | 0.014874 | 5.4635e-05 | 0.66064 | 1.4155
832 | 0.54221 | 14.9738 | 2101.5426 | 0 | 0 | 0.80789 | 0.015639 | 0.64958 | 0.016491 | 0.41718 | 0.00091891 | 0 | 0 | 0 | 0 | 0.037623 | 0.0013221 | 0.057071 | 0.00028119 | 0 | 0 | 3.72 | 0.21345 | 0.023462 | 0.015375 | 0.015268 | 0.00026402 | 0.015557 | 0.0010409 | 0.015265 | 0.00028119 | 0.01506 | 0.00022738 | 0.014874 | 5.3804e-05 | 0.62123 | 1.6194
833 | 0.53855 | 14.4864 | 2016.7229 | 0 | 0 | 0.83091 | 0.015065 | 0.59878 | 0.016491 | 0.4005 | 0.00091891 | 0 | 0 | 0 | 0 | 0.037623 | 0.0012631 | 0.056426 | 0.00026806 | 0 | 0 | 3.6063 | 0.20403 | 0.022591 | 0.014813 | 0.015268 | 0.00025246 | 0.015558 | 0.00099502 | 0.015265 | 0.00026806 | 0.01506 | 0.00021677 | 0.014874 | 5.1298e-05 | 0.54555 | 1.6085
834 | 0.53004 | 14.936 | 2144.0563 | 0 | 0 | 0.77795 | 0.015934 | 0.66023 | 0.016491 | 0.38139 | 0.00091891 | 0 | 0 | 0 | 0 | 0.037623 | 0.0013425 | 0.057254 | 0.0002852 | 0 | 0 | 3.7767 | 0.21818 | 0.023599 | 0.015664 | 0.015268 | 0.00026995 | 0.015557 | 0.0010573 | 0.015265 | 0.0002852 | 0.01506 | 0.00023062 | 0.014874 | 5.4578e-05 | 0.84925 | 1.5831
835 | 0.53048 | 16.2537 | 2396.8641 | 0 | 0 | 0.96942 | 0.01754 | 0.64738 | 0.019491 | 0.42916 | 0.00091891 | 0 | 0 | 0 | 0 | 0.037663 | 0.0014923 | 0.058961 | 0.00031751 | 0 | 0 | 4.0746 | 0.24352 | 0.024344 | 0.017238 | 0.015268 | 0.00030257 | 0.015598 | 0.0011748 | 0.015265 | 0.00031751 | 0.015268 | 0.00025674 | 0.014874 | 6.0762e-05 | 0.82709 | 1.5844
836 | 0.53732 | 14.9031 | 2133.1155 | 0 | 0 | 0.76634 | 0.015858 | 0.64853 | 0.016491 | 0.40071 | 0.00091891 | 0 | 0 | 0 | 0 | 0.037622 | 0.0013443 | 0.057295 | 0.00028584 | 0 | 0 | 3.7619 | 0.21695 | 0.023564 | 0.015589 | 0.015268 | 0.00026841 | 0.015557 | 0.0010585 | 0.015265 | 0.00028584 | 0.01506 | 0.00023114 | 0.014874 | 5.4693e-05 | 0.72491 | 1.6048
837 | 0.53117 | 16.2056 | 2379.6607 | 0 | 0 | 0.77416 | 0.017296 | 0.75022 | 0.019491 | 0.44395 | 0.00091891 | 0 | 0 | 0 | 0 | 0.037663 | 0.0014796 | 0.058882 | 0.00031548 | 0 | 0 | 4.0554 | 0.24187 | 0.024231 | 0.016999 | 0.015268 | 0.00029764 | 0.015598 | 0.0011641 | 0.015265 | 0.00031548 | 0.015268 | 0.00025511 | 0.014874 | 6.0365e-05 | 0.67619 | 1.5865
838 | 0.51497 | 15.4205 | 2161.5352 | 0 | 0 | 0.93196 | 0.016053 | 0.63871 | 0.016491 | 0.41688 | 0.00091891 | 0 | 0 | 0 | 0 | 0.037622 | 0.0013538 | 0.057377 | 0.00028777 | 0 | 0 | 3.7998 | 0.22012 | 0.023655 | 0.01578 | 0.015268 | 0.00027237 | 0.015557 | 0.0010661 | 0.015265 | 0.00028777 | 0.01506 | 0.0002327 | 0.014874 | 5.5068e-05 | 0.71789 | 1.5381
839 | 0.5671 | 15.3633 | 2096.9836 | 0 | 0 | 0.79095 | 0.015546 | 0.65897 | 0.016491 | 0.51814 | 0.00091891 | 0 | 0 | 0 | 0 | 0.037623 | 0.0013152 | 0.056983 | 0.00027934 | 0 | 0 | 3.7156 | 0.21308 | 0.023418 | 0.015284 | 0.015268 | 0.00026209 | 0.015557 | 0.0010359 | 0.015265 | 0.00027934 | 0.01506 | 0.00022589 | 0.014874 | 5.3449e-05 | 0.63787 | 1.6938
840 | 0.54603 | 15.5591 | 2331.259 | 0 | 0 | 0.84902 | 0.017141 | 0.63424 | 0.019491 | 0.39317 | 0.00091891 | 0 | 0 | 0 | 0 | 0.037663 | 0.0014599 | 0.058654 | 0.00031064 | 0 | 0 | 3.9884 | 0.23612 | 0.02416 | 0.016847 | 0.015268 | 0.00029444 | 0.015598 | 0.0011493 | 0.015265 | 0.00031064 | 0.015268 | 0.0002512 | 0.014874 | 5.9448e-05 | 0.91627 | 1.6308
841 | 0.4748 | 17.158 | 2492.1024 | 0 | 0 | 0.88352 | 0.018124 | 0.64215 | 0.019491 | 0.63865 | 0.00091891 | 0 | 0 | 0 | 0 | 0.037663 | 0.0015554 | 0.05962 | 0.0003318 | 0 | 0 | 4.1979 | 0.25423 | 0.024612 | 0.01781 | 0.015268 | 0.00031457 | 0.015597 | 0.0012236 | 0.015265 | 0.0003318 | 0.015268 | 0.00026833 | 0.014874 | 6.3463e-05 | 0.69336 | 1.4181
842 | 0.53719 | 16.7949 | 2535.971 | 0 | 0 | 0.8284 | 0.018418 | 0.73312 | 0.019491 | 0.45702 | 0.00091891 | 0 | 0 | 0 | 0 | 0.037662 | 0.0015908 | 0.05996 | 0.00033959 | 0 | 0 | 4.2535 | 0.25909 | 0.024746 | 0.018097 | 0.015268 | 0.00032055 | 0.015597 | 0.0012512 | 0.015265 | 0.00033959 | 0.015268 | 0.00027461 | 0.014874 | 6.498e-05 | 0.92201 | 1.6044
843 | 0.58446 | 15.8297 | 2396.0005 | 0 | 0 | 0.80688 | 0.017478 | 0.65039 | 0.019491 | 0.41847 | 0.00091891 | 0 | 0 | 0 | 0 | 0.037663 | 0.00149 | 0.058968 | 0.00031755 | 0 | 0 | 4.0748 | 0.24354 | 0.024315 | 0.017177 | 0.015268 | 0.00030136 | 0.015598 | 0.0011724 | 0.015265 | 0.00031755 | 0.015268 | 0.00025678 | 0.014874 | 6.0768e-05 | 1.0013 | 1.7456
844 | 0.58333 | 17.1017 | 2440.4347 | 0 | 0 | 0.94673 | 0.017779 | 0.7137 | 0.019491 | 0.55411 | 0.00091891 | 0 | 0 | 0 | 0 | 0.037663 | 0.0015114 | 0.059162 | 0.000322 | 0 | 0 | 4.1321 | 0.2485 | 0.024453 | 0.017472 | 0.015268 | 0.00030752 | 0.015598 | 0.0011894 | 0.015265 | 0.000322 | 0.015268 | 0.00026037 | 0.014874 | 6.1621e-05 | 0.84224 | 1.7422
845 | 0.5739 | 14.6739 | 2096.4419 | 0 | 0 | 0.79204 | 0.015477 | 0.59834 | 0.016491 | 0.40513 | 0.00091891 | 0 | 0 | 0 | 0 | 0.037623 | 0.0013184 | 0.057041 | 0.00028033 | 0 | 0 | 3.7163 | 0.21314 | 0.023386 | 0.015216 | 0.015268 | 0.0002607 | 0.015557 | 0.0010381 | 0.015265 | 0.00028033 | 0.01506 | 0.0002267 | 0.014873 | 5.3629e-05 | 0.50588 | 1.7141
846 | 0.51676 | 16.1348 | 2378.711 | 0 | 0 | 0.85497 | 0.01736 | 0.71721 | 0.019491 | 0.41204 | 0.00091891 | 0 | 0 | 0 | 0 | 0.037663 | 0.0014846 | 0.05893 | 0.00031652 | 0 | 0 | 4.0524 | 0.24161 | 0.02426 | 0.017061 | 0.015268 | 0.00029894 | 0.015598 | 0.0011681 | 0.015265 | 0.00031652 | 0.015268 | 0.00025596 | 0.014874 | 6.0561e-05 | 0.91893 | 1.5434
847 | 0.56912 | 16.4341 | 2342.8625 | 0 | 0 | 0.91235 | 0.01712 | 0.68902 | 0.019491 | 0.50804 | 0.00091891 | 0 | 0 | 0 | 0 | 0.037664 | 0.0014518 | 0.058567 | 0.00030882 | 0 | 0 | 4.0062 | 0.23764 | 0.02415 | 0.016826 | 0.015268 | 0.00029404 | 0.015598 | 0.001143 | 0.015265 | 0.00030882 | 0.015268 | 0.00024973 | 0.014874 | 5.9094e-05 | 0.69962 | 1.6998
848 | 0.68145 | 14.4695 | 2018.6132 | 0 | 0 | 0.69059 | 0.015016 | 0.65698 | 0.016491 | 0.42059 | 0.00091891 | 0 | 0 | 0 | 0 | 0.037623 | 0.0012711 | 0.056555 | 0.00027034 | 0 | 0 | 3.6101 | 0.20435 | 0.022568 | 0.014765 | 0.015268 | 0.00025148 | 0.015558 | 0.0010007 | 0.015265 | 0.00027034 | 0.01506 | 0.00021863 | 0.014873 | 5.1716e-05 | 0.66122 | 2.0353
849 | 0.58498 | 14.2453 | 1903.9655 | 0 | 0 | 0.68367 | 0.014159 | 0.65136 | 0.016491 | 0.46675 | 0.00091891 | 0 | 0 | 0 | 0 | 0.037624 | 0.0011871 | 0.055617 | 0.00025169 | 0 | 0 | 3.4563 | 0.19179 | 0.022165 | 0.013925 | 0.01506 | 0.00023431 | 0.015559 | 0.00093544 | 0.015265 | 0.00025169 | 0.01506 | 0.00020354 | 0.014873 | 4.8155e-05 | 0.64044 | 1.7472
850 | 0.53819 | 15.731 | 2213.7476 | 0 | 0 | 0.91312 | 0.016408 | 0.66384 | 0.016491 | 0.43947 | 0.00091891 | 0 | 0 | 0 | 0 | 0.037622 | 0.0013833 | 0.057654 | 0.00029373 | 0 | 0 | 3.8687 | 0.22593 | 0.02382 | 0.016128 | 0.015268 | 0.00027954 | 0.015557 | 0.0010896 | 0.015265 | 0.00029373 | 0.01506 | 0.00023752 | 0.014874 | 5.6212e-05 | 0.71552 | 1.6074
851 | 0.42728 | 15.7466 | 2232.5688 | 0 | 0 | 0.84507 | 0.016515 | 0.71762 | 0.016491 | 0.41574 | 0.00091891 | 0 | 0 | 0 | 0 | 0.037622 | 0.0013922 | 0.057744 | 0.00029568 | 0 | 0 | 3.894 | 0.22807 | 0.02387 | 0.016233 | 0.015268 | 0.00028171 | 0.015557 | 0.0010965 | 0.015265 | 0.00029568 | 0.01506 | 0.00023909 | 0.014874 | 5.6586e-05 | 0.81481 | 1.2761
852 | 0.67299 | 14.3548 | 1956.9465 | 0 | 0 | 0.69864 | 0.014654 | 0.67311 | 0.016491 | 0.422 | 0.00091891 | 0 | 0 | 0 | 0 | 0.037624 | 0.0012262 | 0.056016 | 0.00025962 | 0 | 0 | 3.5253 | 0.1974 | 0.022398 | 0.01441 | 0.01506 | 0.00024418 | 0.015558 | 0.0009666 | 0.015265 | 0.00025962 | 0.01506 | 0.00020996 | 0.014873 | 4.9658e-05 | 0.68685 | 2.01
853 | 0.50876 | 16.3436 | 2405.4588 | 0 | 0 | 0.80147 | 0.017542 | 0.7055 | 0.019491 | 0.4878 | 0.00091891 | 0 | 0 | 0 | 0 | 0.037663 | 0.001503 | 0.059092 | 0.00032015 | 0 | 0 | 4.0868 | 0.24458 | 0.024344 | 0.017239 | 0.015268 | 0.0003026 | 0.015598 | 0.0011829 | 0.015265 | 0.00032015 | 0.015268 | 0.00025889 | 0.014874 | 6.1259e-05 | 0.78137 | 1.5195
854 | 0.61375 | 13.64 | 1786.755 | 0 | 0 | 0.77183 | 0.013402 | 0.64113 | 0.016491 | 0.37043 | 0.00091891 | 0 | 0 | 0 | 0 | 0.037416 | 0.0011023 | 0.054671 | 0.00023367 | 0 | 0 | 3.293 | 0.17871 | 0.021807 | 0.013183 | 0.01506 | 0.00021929 | 0.015559 | 0.00086862 | 0.015057 | 0.00023367 | 0.01506 | 0.00018896 | 0.014874 | 4.4716e-05 | 0.4708 | 1.8331
855 | 0.52598 | 15.3376 | 2206.4902 | 0 | 0 | 0.78725 | 0.016384 | 0.64904 | 0.016491 | 0.43836 | 0.00091891 | 0 | 0 | 0 | 0 | 0.037622 | 0.001385 | 0.057696 | 0.00029452 | 0 | 0 | 3.8584 | 0.22506 | 0.023809 | 0.016105 | 0.015268 | 0.00027909 | 0.015557 | 0.0010904 | 0.015265 | 0.00029452 | 0.01506 | 0.00023816 | 0.014874 | 5.6362e-05 | 0.70766 | 1.5709
856 | 0.59289 | 14.7959 | 1973.1833 | 0 | 0 | 0.84113 | 0.01467 | 0.61578 | 0.016491 | 0.48825 | 0.00091891 | 0 | 0 | 0 | 0 | 0.037624 | 0.0012218 | 0.055967 | 0.00025894 | 0 | 0 | 3.5501 | 0.19943 | 0.022406 | 0.014425 | 0.01506 | 0.00024453 | 0.015558 | 0.00096289 | 0.015265 | 0.00025894 | 0.01506 | 0.00020938 | 0.014874 | 4.9555e-05 | 0.64386 | 1.7708
857 | 0.4648 | 15.1818 | 2148.3691 | 0 | 0 | 0.78098 | 0.016019 | 0.70129 | 0.016491 | 0.39752 | 0.00091891 | 0 | 0 | 0 | 0 | 0.037622 | 0.001355 | 0.05739 | 0.00028791 | 0 | 0 | 3.7807 | 0.21852 | 0.023639 | 0.015747 | 0.015268 | 0.00027166 | 0.015557 | 0.0010671 | 0.015265 | 0.00028791 | 0.01506 | 0.00023282 | 0.014874 | 5.5092e-05 | 0.60851 | 1.3882
858 | 0.52299 | 13.6809 | 1831.0071 | 0 | 0 | 0.77901 | 0.013783 | 0.60518 | 0.016491 | 0.37646 | 0.00091891 | 0 | 0 | 0 | 0 | 0.037416 | 0.0011262 | 0.054875 | 0.00023783 | 0 | 0 | 3.3529 | 0.18348 | 0.021987 | 0.013556 | 0.01506 | 0.0002268 | 0.015559 | 0.00088839 | 0.015057 | 0.00023783 | 0.01506 | 0.00019232 | 0.014874 | 4.5517e-05 | 0.67164 | 1.562
859 | 0.53196 | 15.0291 | 2002.4317 | 0 | 0 | 0.79582 | 0.014964 | 0.67207 | 0.016491 | 0.49577 | 0.00091891 | 0 | 0 | 0 | 0 | 0.037623 | 0.0012671 | 0.056501 | 0.0002693 | 0 | 0 | 3.5867 | 0.20242 | 0.022544 | 0.014714 | 0.015268 | 0.00025042 | 0.015558 | 0.00099777 | 0.015265 | 0.0002693 | 0.01506 | 0.00021778 | 0.014873 | 5.1525e-05 | 0.51467 | 1.5888
860 | 0.51908 | 13.8239 | 1846.5057 | 0 | 0 | 0.79113 | 0.013725 | 0.60716 | 0.016491 | 0.3872 | 0.00091891 | 0 | 0 | 0 | 0 | 0.037416 | 0.0011251 | 0.054883 | 0.00023792 | 0 | 0 | 3.3788 | 0.18556 | 0.02196 | 0.013499 | 0.01506 | 0.00022567 | 0.015559 | 0.00088714 | 0.015057 | 0.00023792 | 0.01506 | 0.00019239 | 0.014874 | 4.5535e-05 | 0.64579 | 1.5503
861 | 0.6438 | 16.3089 | 2452.7194 | 0 | 0 | 0.75834 | 0.017914 | 0.74284 | 0.019491 | 0.43275 | 0.00091891 | 0 | 0 | 0 | 0 | 0.037663 | 0.0015533 | 0.059621 | 0.00033166 | 0 | 0 | 4.1457 | 0.24968 | 0.024515 | 0.017604 | 0.015268 | 0.00031021 | 0.015597 | 0.0012216 | 0.015265 | 0.00033166 | 0.015268 | 0.00026821 | 0.014874 | 6.3454e-05 | 0.88052 | 1.9228
862 | 0.48809 | 15.1058 | 2022.7294 | 0 | 0 | 0.94012 | 0.015108 | 0.65059 | 0.016491 | 0.43237 | 0.00091891 | 0 | 0 | 0 | 0 | 0.037623 | 0.0012541 | 0.056294 | 0.00026567 | 0 | 0 | 3.6147 | 0.20473 | 0.022612 | 0.014855 | 0.015268 | 0.00025334 | 0.015558 | 0.00098838 | 0.015265 | 0.00026567 | 0.01506 | 0.00021483 | 0.014874 | 5.0845e-05 | 0.73305 | 1.4578
863 | 0.49286 | 15.6852 | 2191.2513 | 0 | 0 | 0.90325 | 0.016255 | 0.7097 | 0.016491 | 0.40583 | 0.00091891 | 0 | 0 | 0 | 0 | 0.037622 | 0.0013689 | 0.057524 | 0.00029094 | 0 | 0 | 3.8391 | 0.22343 | 0.023749 | 0.015978 | 0.015268 | 0.00027647 | 0.015557 | 0.001078 | 0.015265 | 0.00029094 | 0.01506 | 0.00023526 | 0.014874 | 5.5676e-05 | 0.9231 | 1.472
864 | 0.48042 | 15.1402 | 2184.9789 | 0 | 0 | 0.83087 | 0.016217 | 0.63803 | 0.016491 | 0.3903 | 0.00091891 | 0 | 0 | 0 | 0 | 0.037622 | 0.0013788 | 0.057638 | 0.0002931 | 0 | 0 | 3.8303 | 0.22269 | 0.023731 | 0.015942 | 0.015268 | 0.00027566 | 0.015557 | 0.0010857 | 0.015265 | 0.0002931 | 0.01506 | 0.00023701 | 0.014874 | 5.6084e-05 | 0.79744 | 1.4349
865 | 0.46883 | 16.8501 | 2401.5061 | 0 | 0 | 0.90148 | 0.017463 | 0.6521 | 0.019491 | 0.60931 | 0.00091891 | 0 | 0 | 0 | 0 | 0.037663 | 0.0014854 | 0.058909 | 0.00031633 | 0 | 0 | 4.0834 | 0.24428 | 0.024308 | 0.017162 | 0.015268 | 0.00030104 | 0.015598 | 0.001169 | 0.015265 | 0.00031633 | 0.015268 | 0.00025579 | 0.014874 | 6.0535e-05 | 0.89493 | 1.4003
866 | 0.58823 | 15.3278 | 2098.3171 | 0 | 0 | 0.84478 | 0.015621 | 0.66558 | 0.016491 | 0.47006 | 0.00091891 | 0 | 0 | 0 | 0 | 0.037623 | 0.0013274 | 0.057142 | 0.0002825 | 0 | 0 | 3.7154 | 0.21307 | 0.023453 | 0.015357 | 0.015268 | 0.00026364 | 0.015557 | 0.0010449 | 0.015265 | 0.0002825 | 0.01506 | 0.00022845 | 0.014873 | 5.4047e-05 | 0.61171 | 1.7569
867 | 0.57568 | 15.5008 | 2208.6584 | 0 | 0 | 0.83202 | 0.016373 | 0.62022 | 0.016491 | 0.47871 | 0.00091891 | 0 | 0 | 0 | 0 | 0.037622 | 0.0013826 | 0.057667 | 0.00029393 | 0 | 0 | 3.862 | 0.22536 | 0.023803 | 0.016094 | 0.015268 | 0.00027885 | 0.015557 | 0.0010887 | 0.015265 | 0.00029393 | 0.01506 | 0.00023768 | 0.014874 | 5.6249e-05 | 0.65173 | 1.7194
868 | 0.49834 | 15.0965 | 2171.0882 | 0 | 0 | 0.815 | 0.016135 | 0.63587 | 0.016491 | 0.40219 | 0.00091891 | 0 | 0 | 0 | 0 | 0.037622 | 0.0013572 | 0.057384 | 0.00028805 | 0 | 0 | 3.8121 | 0.22116 | 0.023693 | 0.015861 | 0.015268 | 0.000274 | 0.015557 | 0.0010692 | 0.015265 | 0.00028805 | 0.01506 | 0.00023292 | 0.014874 | 5.5127e-05 | 0.89485 | 1.4884
869 | 0.61347 | 14.5761 | 1941.9255 | 0 | 0 | 0.8104 | 0.014495 | 0.68087 | 0.016491 | 0.41324 | 0.00091891 | 0 | 0 | 0 | 0 | 0.037624 | 0.0012149 | 0.055912 | 0.00025762 | 0 | 0 | 3.5062 | 0.19585 | 0.022323 | 0.014254 | 0.01506 | 0.00024101 | 0.015558 | 0.00095725 | 0.015265 | 0.00025762 | 0.01506 | 0.00020832 | 0.014874 | 4.9295e-05 | 0.61885 | 1.8323
870 | 0.55803 | 14.122 | 1869.7111 | 0 | 0 | 0.80817 | 0.013983 | 0.6625 | 0.016491 | 0.37865 | 0.00091891 | 0 | 0 | 0 | 0 | 0.037416 | 0.001157 | 0.055243 | 0.00024471 | 0 | 0 | 3.4079 | 0.18789 | 0.022082 | 0.013752 | 0.01506 | 0.00023078 | 0.015559 | 0.00091225 | 0.015057 | 0.00024471 | 0.01506 | 0.00019788 | 0.014874 | 4.683e-05 | 0.58067 | 1.6667
871 | 0.55136 | 15.5961 | 2068.8588 | 0 | 0 | 0.85449 | 0.015421 | 0.68223 | 0.016491 | 0.53806 | 0.00091891 | 0 | 0 | 0 | 0 | 0.037623 | 0.0012957 | 0.056761 | 0.00027501 | 0 | 0 | 3.6764 | 0.20983 | 0.02336 | 0.015161 | 0.015268 | 0.00025959 | 0.015558 | 0.0010206 | 0.015265 | 0.00027501 | 0.01506 | 0.00022237 | 0.014874 | 5.2635e-05 | 0.64993 | 1.6468
872 | 0.53287 | 16.7002 | 2546.9221 | 0 | 0 | 0.82002 | 0.018492 | 0.70987 | 0.019491 | 0.45334 | 0.00091891 | 0 | 0 | 0 | 0 | 0.037662 | 0.0015932 | 0.059996 | 0.00034049 | 0 | 0 | 4.2675 | 0.26032 | 0.02478 | 0.01817 | 0.015268 | 0.00032214 | 0.015597 | 0.0012527 | 0.015265 | 0.00034049 | 0.015268 | 0.00027534 | 0.014874 | 6.5153e-05 | 0.7546 | 1.5915
873 | 0.6498 | 15.6272 | 2229.668 | 0 | 0 | 0.87455 | 0.016549 | 0.61624 | 0.016491 | 0.47277 | 0.00091891 | 0 | 0 | 0 | 0 | 0.037622 | 0.001421 | 0.058118 | 0.00030312 | 0 | 0 | 3.888 | 0.22757 | 0.023885 | 0.016267 | 0.015268 | 0.00028242 | 0.015556 | 0.0011179 | 0.015265 | 0.00030312 | 0.01506 | 0.00024512 | 0.014873 | 5.7996e-05 | 0.70824 | 1.9408
874 | 0.59104 | 14.077 | 1869.4716 | 0 | 0 | 0.75465 | 0.013943 | 0.58367 | 0.016491 | 0.47813 | 0.00091891 | 0 | 0 | 0 | 0 | 0.037416 | 0.0011586 | 0.055276 | 0.00024524 | 0 | 0 | 3.4085 | 0.18794 | 0.022063 | 0.013713 | 0.01506 | 0.00022998 | 0.015559 | 0.0009134 | 0.015057 | 0.00024524 | 0.01506 | 0.00019831 | 0.014874 | 4.6931e-05 | 0.59464 | 1.7653
875 | 0.49157 | 14.7683 | 1957.2128 | 0 | 0 | 0.90554 | 0.014668 | 0.59726 | 0.016491 | 0.47564 | 0.00091891 | 0 | 0 | 0 | 0 | 0.037624 | 0.0012139 | 0.055855 | 0.00025688 | 0 | 0 | 3.5257 | 0.19744 | 0.022405 | 0.014423 | 0.01506 | 0.00024448 | 0.015558 | 0.00095705 | 0.015265 | 0.00025688 | 0.01506 | 0.00020772 | 0.014874 | 4.9163e-05 | 0.70664 | 1.4682
876 | 0.55555 | 14.3711 | 1956.3965 | 0 | 0 | 0.73115 | 0.014673 | 0.64588 | 0.016491 | 0.43451 | 0.00091891 | 0 | 0 | 0 | 0 | 0.037623 | 0.0012372 | 0.056165 | 0.00026255 | 0 | 0 | 3.5236 | 0.19726 | 0.022407 | 0.014429 | 0.01506 | 0.00024457 | 0.015558 | 0.00097465 | 0.015265 | 0.00026255 | 0.01506 | 0.00021232 | 0.014873 | 5.0233e-05 | 0.57245 | 1.6593
877 | 0.64126 | 13.7752 | 1813.9627 | 0 | 0 | 0.71646 | 0.013624 | 0.64793 | 0.016491 | 0.40898 | 0.00091891 | 0 | 0 | 0 | 0 | 0.037416 | 0.0011287 | 0.054965 | 0.00023917 | 0 | 0 | 3.3298 | 0.18164 | 0.021912 | 0.0134 | 0.01506 | 0.00022365 | 0.015559 | 0.00088948 | 0.015057 | 0.00023917 | 0.01506 | 0.00019341 | 0.014874 | 4.5765e-05 | 0.51004 | 1.9152
878 | 0.5494 | 14.9697 | 2065.9597 | 0 | 0 | 0.77928 | 0.015402 | 0.63914 | 0.016491 | 0.4725 | 0.00091891 | 0 | 0 | 0 | 0 | 0.037623 | 0.0012968 | 0.056788 | 0.00027542 | 0 | 0 | 3.6724 | 0.20949 | 0.023351 | 0.015143 | 0.015268 | 0.00025924 | 0.015558 | 0.0010214 | 0.015265 | 0.00027542 | 0.01506 | 0.00022272 | 0.014874 | 5.2704e-05 | 0.57154 | 1.6409
879 | 0.56186 | 14.2088 | 1870.9083 | 0 | 0 | 0.81475 | 0.014064 | 0.66194 | 0.016491 | 0.39717 | 0.00091891 | 0 | 0 | 0 | 0 | 0.037416 | 0.0011681 | 0.055375 | 0.00024717 | 0 | 0 | 3.4075 | 0.18786 | 0.02212 | 0.013832 | 0.01506 | 0.00023239 | 0.015559 | 0.00092096 | 0.015057 | 0.00024717 | 0.01506 | 0.00019988 | 0.014874 | 4.7299e-05 | 0.72085 | 1.6781
880 | 0.44061 | 14.544 | 2065.2287 | 0 | 0 | 0.75533 | 0.015397 | 0.60129 | 0.016491 | 0.41895 | 0.00091891 | 0 | 0 | 0 | 0 | 0.037623 | 0.0012893 | 0.056696 | 0.0002737 | 0 | 0 | 3.6717 | 0.20943 | 0.023348 | 0.015137 | 0.015268 | 0.00025914 | 0.015558 | 0.0010156 | 0.015265 | 0.0002737 | 0.01506 | 0.00022132 | 0.014874 | 5.2383e-05 | 0.64433 | 1.316
881 | 0.50157 | 14.5318 | 2007.4963 | 0 | 0 | 0.80115 | 0.015054 | 0.59882 | 0.016491 | 0.43815 | 0.00091891 | 0 | 0 | 0 | 0 | 0.037623 | 0.0012641 | 0.056432 | 0.00026815 | 0 | 0 | 3.5924 | 0.20289 | 0.022586 | 0.014802 | 0.015268 | 0.00025222 | 0.015558 | 0.00099597 | 0.015265 | 0.00026815 | 0.01506 | 0.00021684 | 0.014874 | 5.1312e-05 | 0.75309 | 1.4981
882 | 0.68122 | 14.7497 | 2024.7256 | 0 | 0 | 0.74352 | 0.015116 | 0.68734 | 0.016491 | 0.42438 | 0.00091891 | 0 | 0 | 0 | 0 | 0.037623 | 0.0012845 | 0.056705 | 0.0002734 | 0 | 0 | 3.6167 | 0.20489 | 0.022615 | 0.014862 | 0.015268 | 0.00025348 | 0.015558 | 0.0010111 | 0.015265 | 0.0002734 | 0.01506 | 0.00022109 | 0.014873 | 5.2306e-05 | 0.56741 | 2.0346
883 | 0.53249 | 15.7796 | 2274.0085 | 0 | 0 | 0.87222 | 0.016848 | 0.67736 | 0.016491 | 0.41626 | 0.00091891 | 0 | 0 | 0 | 0 | 0.037664 | 0.0014387 | 0.058257 | 0.00030637 | 0 | 0 | 3.9464 | 0.23253 | 0.024024 | 0.01656 | 0.015268 | 0.00028848 | 0.015598 | 0.0011323 | 0.015265 | 0.00030637 | 0.01506 | 0.00024775 | 0.014874 | 5.8626e-05 | 0.74162 | 1.5904
884 | 0.54851 | 14.7403 | 2021.3217 | 0 | 0 | 0.73382 | 0.015033 | 0.63107 | 0.016491 | 0.48564 | 0.00091891 | 0 | 0 | 0 | 0 | 0.037623 | 0.0012565 | 0.056354 | 0.00026666 | 0 | 0 | 3.6143 | 0.2047 | 0.022576 | 0.014781 | 0.015268 | 0.00025183 | 0.015558 | 0.00098985 | 0.015265 | 0.00026666 | 0.01506 | 0.00021563 | 0.014874 | 5.1028e-05 | 0.59076 | 1.6382
885 | 0.59678 | 16.0535 | 2289.0661 | 0 | 0 | 0.93501 | 0.016917 | 0.63762 | 0.016491 | 0.47415 | 0.00091891 | 0 | 0 | 0 | 0 | 0.037664 | 0.0014402 | 0.058266 | 0.00030665 | 0 | 0 | 3.967 | 0.23429 | 0.024056 | 0.016627 | 0.015268 | 0.00028989 | 0.015598 | 0.0011335 | 0.015265 | 0.00030665 | 0.01506 | 0.00024797 | 0.014874 | 5.8677e-05 | 0.89767 | 1.7824
886 | 0.55224 | 15.5343 | 2185.9388 | 0 | 0 | 0.87635 | 0.016216 | 0.71112 | 0.016491 | 0.38734 | 0.00091891 | 0 | 0 | 0 | 0 | 0.037622 | 0.0013807 | 0.05768 | 0.00029389 | 0 | 0 | 3.8317 | 0.22281 | 0.023731 | 0.01594 | 0.015268 | 0.00027567 | 0.015557 | 0.0010868 | 0.015265 | 0.00029389 | 0.01506 | 0.00023766 | 0.014874 | 5.6231e-05 | 0.63828 | 1.6494
887 | 0.50128 | 15.0581 | 2034.5378 | 0 | 0 | 0.80652 | 0.015186 | 0.66902 | 0.016491 | 0.47355 | 0.00091891 | 0 | 0 | 0 | 0 | 0.037623 | 0.0012764 | 0.05658 | 0.00027112 | 0 | 0 | 3.6303 | 0.20601 | 0.02325 | 0.014931 | 0.015268 | 0.0002549 | 0.015558 | 0.0010053 | 0.015265 | 0.00027112 | 0.01506 | 0.00021924 | 0.014874 | 5.1879e-05 | 0.55755 | 1.4972
888 | 0.64914 | 15.8011 | 2193.6204 | 0 | 0 | 0.73131 | 0.016378 | 0.70291 | 0.016491 | 0.54599 | 0.00091891 | 0 | 0 | 0 | 0 | 0.037622 | 0.0014059 | 0.057952 | 0.00029951 | 0 | 0 | 3.8387 | 0.2234 | 0.023806 | 0.016099 | 0.015268 | 0.00027891 | 0.015557 | 0.0011064 | 0.015265 | 0.00029951 | 0.01506 | 0.00024221 | 0.014873 | 5.7302e-05 | 0.73999 | 1.9388
889 | 0.52748 | 15.2758 | 2207.3129 | 0 | 0 | 0.78566 | 0.01636 | 0.66642 | 0.016491 | 0.4055 | 0.00091891 | 0 | 0 | 0 | 0 | 0.037622 | 0.0013976 | 0.057875 | 0.00029799 | 0 | 0 | 3.8598 | 0.22518 | 0.023798 | 0.016082 | 0.015268 | 0.00027862 | 0.015557 | 0.0010996 | 0.015265 | 0.00029799 | 0.01506 | 0.00024097 | 0.014874 | 5.7017e-05 | 0.65154 | 1.5754
890 | 0.56951 | 13.9714 | 1853.0636 | 0 | 0 | 0.68731 | 0.01394 | 0.62945 | 0.016491 | 0.4624 | 0.00091891 | 0 | 0 | 0 | 0 | 0.037416 | 0.0011624 | 0.055336 | 0.00024626 | 0 | 0 | 3.3827 | 0.18586 | 0.022061 | 0.01371 | 0.01506 | 0.00022994 | 0.015559 | 0.00091616 | 0.015057 | 0.00024626 | 0.01506 | 0.00019914 | 0.014874 | 4.7117e-05 | 0.62857 | 1.701
891 | 0.47866 | 14.2136 | 1866.658 | 0 | 0 | 0.89375 | 0.014037 | 0.63995 | 0.016491 | 0.37593 | 0.00091891 | 0 | 0 | 0 | 0 | 0.037416 | 0.0011535 | 0.055199 | 0.00024404 | 0 | 0 | 3.4019 | 0.18741 | 0.022107 | 0.013805 | 0.01506 | 0.00023189 | 0.015559 | 0.00090946 | 0.015057 | 0.00024404 | 0.01506 | 0.00019733 | 0.014874 | 4.6709e-05 | 0.69619 | 1.4296
892 | 0.56661 | 13.1858 | 1753.3813 | 0 | 0 | 0.67959 | 0.013251 | 0.62364 | 0.016491 | 0.35991 | 0.00091891 | 0 | 0 | 0 | 0 | 0.037416 | 0.0010942 | 0.054594 | 0.00023208 | 0 | 0 | 3.2438 | 0.17482 | 0.021735 | 0.013035 | 0.01506 | 0.00021629 | 0.015559 | 0.00086215 | 0.015057 | 0.00023208 | 0.01506 | 0.00018767 | 0.014874 | 4.4406e-05 | 0.53271 | 1.6923
893 | 0.52491 | 16.9516 | 2272.7355 | 0 | 0 | 0.91382 | 0.016836 | 0.71041 | 0.016491 | 0.65204 | 0.00091891 | 0 | 0 | 0 | 0 | 0.037664 | 0.0014382 | 0.058252 | 0.00030624 | 0 | 0 | 3.9448 | 0.23239 | 0.024018 | 0.016547 | 0.015268 | 0.00028822 | 0.015598 | 0.001132 | 0.015265 | 0.00030624 | 0.01506 | 0.00024764 | 0.014874 | 5.8601e-05 | 0.62157 | 1.5678
894 | 0.57792 | 14.0713 | 1824.2064 | 0 | 0 | 0.68314 | 0.013534 | 0.64589 | 0.016491 | 0.49384 | 0.00091891 | 0 | 0 | 0 | 0 | 0.037416 | 0.0011246 | 0.054921 | 0.00023824 | 0 | 0 | 3.3484 | 0.18313 | 0.021869 | 0.013312 | 0.01506 | 0.00022184 | 0.015559 | 0.0008864 | 0.015057 | 0.00023824 | 0.01506 | 0.00019266 | 0.014873 | 4.5581e-05 | 0.57999 | 1.7261
895 | 0.53544 | 14.1329 | 1900.5026 | 0 | 0 | 0.83673 | 0.014159 | 0.58302 | 0.016491 | 0.41736 | 0.00091891 | 0 | 0 | 0 | 0 | 0.037416 | 0.001163 | 0.055298 | 0.00024596 | 0 | 0 | 3.4516 | 0.19142 | 0.022165 | 0.013925 | 0.01506 | 0.00023434 | 0.015559 | 0.00091705 | 0.015057 | 0.00024596 | 0.01506 | 0.00019889 | 0.014874 | 4.7072e-05 | 0.6324 | 1.5992
896 | 0.52092 | 14.5362 | 2012.3961 | 0 | 0 | 0.67353 | 0.015032 | 0.68162 | 0.016491 | 0.42903 | 0.00091891 | 0 | 0 | 0 | 0 | 0.037623 | 0.0012754 | 0.056605 | 0.00027134 | 0 | 0 | 3.6001 | 0.20352 | 0.022576 | 0.014781 | 0.015268 | 0.0002518 | 0.015558 | 0.0010041 | 0.015265 | 0.00027134 | 0.01506 | 0.00021943 | 0.014873 | 5.191e-05 | 0.51013 | 1.5558
897 | 0.4513 | 17.0586 | 2489.2611 | 0 | 0 | 0.957 | 0.018108 | 0.76247 | 0.019491 | 0.451 | 0.00091891 | 0 | 0 | 0 | 0 | 0.037663 | 0.0015437 | 0.059459 | 0.00032867 | 0 | 0 | 4.1945 | 0.25393 | 0.024604 | 0.017794 | 0.015268 | 0.00031419 | 0.015597 | 0.0012151 | 0.015265 | 0.00032867 | 0.015268 | 0.00026577 | 0.014874 | 6.29e-05 | 1.0107 | 1.3479
898 | 0.57896 | 15.9409 | 2337.9606 | 0 | 0 | 0.81038 | 0.017086 | 0.73702 | 0.019491 | 0.40245 | 0.00091891 | 0 | 0 | 0 | 0 | 0.037663 | 0.0014548 | 0.05861 | 0.00030963 | 0 | 0 | 3.9997 | 0.23709 | 0.024134 | 0.016793 | 0.015268 | 0.00029333 | 0.015598 | 0.0011452 | 0.015265 | 0.00030963 | 0.015268 | 0.00025038 | 0.014874 | 5.9249e-05 | 0.78857 | 1.7292
899 | 0.63028 | 14.8632 | 2181.7814 | 0 | 0 | 0.71427 | 0.016161 | 0.60423 | 0.016491 | 0.42765 | 0.00091891 | 0 | 0 | 0 | 0 | 0.037622 | 0.0013856 | 0.057755 | 0.00029526 | 0 | 0 | 3.8267 | 0.22238 | 0.023705 | 0.015886 | 0.015268 | 0.00027454 | 0.015557 | 0.0010903 | 0.015265 | 0.00029526 | 0.01506 | 0.00023878 | 0.014873 | 5.6482e-05 | 0.51066 | 1.8825
900 | 0.52513 | 14.4511 | 1934.5659 | 0 | 0 | 0.71648 | 0.014406 | 0.62572 | 0.016491 | 0.49933 | 0.00091891 | 0 | 0 | 0 | 0 | 0.037624 | 0.0012015 | 0.055759 | 0.00025468 | 0 | 0 | 3.4974 | 0.19513 | 0.022282 | 0.014167 | 0.01506 | 0.00023926 | 0.015559 | 0.00094687 | 0.015265 | 0.00025468 | 0.01506 | 0.00020594 | 0.014874 | 4.8734e-05 | 0.73943 | 1.5684
901 | 0.55188 | 15.7734 | 2126.5444 | 0 | 0 | 0.91417 | 0.015654 | 0.60046 | 0.016491 | 0.57918 | 0.00091891 | 0 | 0 | 0 | 0 | 0.037623 | 0.0013105 | 0.056912 | 0.00027819 | 0 | 0 | 3.7579 | 0.21661 | 0.023469 | 0.015389 | 0.015268 | 0.00026433 | 0.015557 | 0.0010323 | 0.015265 | 0.00027819 | 0.01506 | 0.00022495 | 0.014874 | 5.3237e-05 | 0.71596 | 1.6483
902 | 0.53762 | 14.0838 | 1893.2715 | 0 | 0 | 0.86388 | 0.014221 | 0.59427 | 0.016491 | 0.38522 | 0.00091891 | 0 | 0 | 0 | 0 | 0.037624 | 0.0011771 | 0.055467 | 0.00024908 | 0 | 0 | 3.4383 | 0.19035 | 0.022194 | 0.013985 | 0.01506 | 0.00023555 | 0.015559 | 0.00092802 | 0.015265 | 0.00024908 | 0.01506 | 0.00020141 | 0.014874 | 4.7667e-05 | 0.66225 | 1.6057
903 | 0.57542 | 14.3462 | 1914.3403 | 0 | 0 | 0.85979 | 0.014279 | 0.59854 | 0.016491 | 0.43013 | 0.00091891 | 0 | 0 | 0 | 0 | 0.037624 | 0.0011812 | 0.055515 | 0.00025005 | 0 | 0 | 3.4697 | 0.19288 | 0.022222 | 0.014042 | 0.01506 | 0.00023673 | 0.015559 | 0.0009311 | 0.015265 | 0.00025005 | 0.01506 | 0.0002022 | 0.014874 | 4.7853e-05 | 0.69252 | 1.7186
904 | 0.51258 | 15.1225 | 2116.6468 | 0 | 0 | 0.78025 | 0.015702 | 0.65095 | 0.016491 | 0.45689 | 0.00091891 | 0 | 0 | 0 | 0 | 0.037623 | 0.0013151 | 0.056954 | 0.00027908 | 0 | 0 | 3.7416 | 0.21525 | 0.023491 | 0.015437 | 0.015268 | 0.00026528 | 0.015557 | 0.0010361 | 0.015265 | 0.00027908 | 0.01506 | 0.00022567 | 0.014874 | 5.3411e-05 | 0.89352 | 1.5309
905 | 0.53755 | 16.5326 | 2368.5422 | 0 | 0 | 0.86178 | 0.017294 | 0.74681 | 0.019491 | 0.48564 | 0.00091891 | 0 | 0 | 0 | 0 | 0.037663 | 0.0014661 | 0.058692 | 0.00031168 | 0 | 0 | 4.0396 | 0.2405 | 0.02423 | 0.016997 | 0.015268 | 0.00029756 | 0.015598 | 0.0011544 | 0.015265 | 0.00031168 | 0.015268 | 0.00025203 | 0.014874 | 5.9652e-05 | 0.73964 | 1.6055
906 | 0.6433 | 14.3574 | 2013.07 | 0 | 0 | 0.73701 | 0.015 | 0.62189 | 0.016491 | 0.40444 | 0.00091891 | 0 | 0 | 0 | 0 | 0.037623 | 0.0012711 | 0.056553 | 0.00027033 | 0 | 0 | 3.602 | 0.20368 | 0.022561 | 0.014749 | 0.015268 | 0.00025114 | 0.015558 | 0.0010007 | 0.015265 | 0.00027033 | 0.01506 | 0.00021861 | 0.014873 | 5.1721e-05 | 0.48079 | 1.9213
907 | 0.63676 | 14.3117 | 2046.8316 | 0 | 0 | 0.74142 | 0.015267 | 0.5943 | 0.016491 | 0.39131 | 0.00091891 | 0 | 0 | 0 | 0 | 0.037623 | 0.0012956 | 0.056796 | 0.00027537 | 0 | 0 | 3.6465 | 0.20735 | 0.023288 | 0.015011 | 0.015268 | 0.00025649 | 0.015558 | 0.0010202 | 0.015265 | 0.00027537 | 0.01506 | 0.00022268 | 0.014874 | 5.2689e-05 | 0.72894 | 1.9018
908 | 0.55322 | 15.7859 | 2245.4236 | 0 | 0 | 0.86335 | 0.016665 | 0.71155 | 0.016491 | 0.41143 | 0.00091891 | 0 | 0 | 0 | 0 | 0.037622 | 0.0014022 | 0.057857 | 0.00029815 | 0 | 0 | 3.9093 | 0.22937 | 0.023939 | 0.01638 | 0.015268 | 0.00028481 | 0.015557 | 0.001104 | 0.015265 | 0.00029815 | 0.01506 | 0.00024109 | 0.014874 | 5.706e-05 | 0.99786 | 1.6523
909 | 0.54775 | 15.3262 | 2171.9119 | 0 | 0 | 0.90682 | 0.016047 | 0.63786 | 0.016491 | 0.39984 | 0.00091891 | 0 | 0 | 0 | 0 | 0.037622 | 0.0013557 | 0.057406 | 0.00028832 | 0 | 0 | 3.8155 | 0.22144 | 0.023652 | 0.015775 | 0.015268 | 0.00027227 | 0.015557 | 0.0010673 | 0.015265 | 0.00028832 | 0.01506 | 0.00023314 | 0.014874 | 5.5171e-05 | 0.71659 | 1.636
910 | 0.53531 | 14.7257 | 2036.8602 | 0 | 0 | 0.86567 | 0.015204 | 0.63533 | 0.016491 | 0.38634 | 0.00091891 | 0 | 0 | 0 | 0 | 0.037623 | 0.0012679 | 0.056454 | 0.00026884 | 0 | 0 | 3.6336 | 0.20629 | 0.023258 | 0.014948 | 0.015268 | 0.00025525 | 0.015558 | 0.00099906 | 0.015265 | 0.00026884 | 0.01506 | 0.00021739 | 0.014874 | 5.1453e-05 | 0.79164 | 1.5988
911 | 0.63962 | 13.9491 | 1860.7656 | 0 | 0 | 0.80543 | 0.01389 | 0.62121 | 0.016491 | 0.38515 | 0.00091891 | 0 | 0 | 0 | 0 | 0.037416 | 0.0011471 | 0.055142 | 0.00024277 | 0 | 0 | 3.3965 | 0.18698 | 0.022038 | 0.013661 | 0.01506 | 0.00022895 | 0.015559 | 0.00090429 | 0.015057 | 0.00024277 | 0.01506 | 0.00019631 | 0.014874 | 4.6463e-05 | 0.50967 | 1.9103
912 | 0.62075 | 15.2385 | 2073.2319 | 0 | 0 | 0.73411 | 0.015426 | 0.65226 | 0.016491 | 0.54791 | 0.00091891 | 0 | 0 | 0 | 0 | 0.037623 | 0.0013075 | 0.056919 | 0.00027794 | 0 | 0 | 3.6826 | 0.21034 | 0.023362 | 0.015167 | 0.015268 | 0.00025971 | 0.015557 | 0.0010296 | 0.015265 | 0.00027794 | 0.01506 | 0.00022476 | 0.014874 | 5.318e-05 | 0.75417 | 1.854
913 | 0.53303 | 15.4353 | 2120.7153 | 0 | 0 | 0.81791 | 0.015773 | 0.62079 | 0.016491 | 0.5401 | 0.00091891 | 0 | 0 | 0 | 0 | 0.037623 | 0.0013329 | 0.057172 | 0.00028338 | 0 | 0 | 3.7455 | 0.21558 | 0.023524 | 0.015506 | 0.015268 | 0.00026672 | 0.015557 | 0.0010495 | 0.015265 | 0.00028338 | 0.01506 | 0.00022915 | 0.014874 | 5.4229e-05 | 0.62849 | 1.592
914 | 0.62569 | 16.0898 | 2247.4733 | 0 | 0 | 0.89114 | 0.016628 | 0.64394 | 0.016491 | 0.53592 | 0.00091891 | 0 | 0 | 0 | 0 | 0.037664 | 0.0014224 | 0.058119 | 0.00030323 | 0 | 0 | 3.9126 | 0.22965 | 0.023922 | 0.016344 | 0.015268 | 0.00028403 | 0.015598 | 0.0011192 | 0.015265 | 0.00030323 | 0.01506 | 0.00024522 | 0.014874 | 5.8016e-05 | 0.78846 | 1.8687
915 | 0.6099 | 14.1181 | 1925.4044 | 0 | 0 | 0.73061 | 0.014437 | 0.65898 | 0.016491 | 0.38349 | 0.00091891 | 0 | 0 | 0 | 0 | 0.037624 | 0.0012114 | 0.055893 | 0.00025716 | 0 | 0 | 3.4821 | 0.19388 | 0.022296 | 0.014198 | 0.01506 | 0.00023989 | 0.015558 | 0.00095426 | 0.015265 | 0.00025716 | 0.01506 | 0.00020796 | 0.014873 | 4.92e-05 | 0.49043 | 1.8216
916 | 0.49483 | 16.6187 | 2435.9974 | 0 | 0 | 0.79908 | 0.017791 | 0.68291 | 0.019491 | 0.55798 | 0.00091891 | 0 | 0 | 0 | 0 | 0.037663 | 0.0015319 | 0.059419 | 0.00032728 | 0 | 0 | 4.1248 | 0.24786 | 0.024459 | 0.017483 | 0.015268 | 0.00030777 | 0.015597 | 0.0012046 | 0.015265 | 0.00032728 | 0.015268 | 0.00026466 | 0.014874 | 6.2621e-05 | 0.94686 | 1.4779
917 | 0.62309 | 14.4797 | 1909.8654 | 0 | 0 | 0.73347 | 0.014306 | 0.63625 | 0.016491 | 0.50722 | 0.00091891 | 0 | 0 | 0 | 0 | 0.037624 | 0.0011993 | 0.055754 | 0.00025444 | 0 | 0 | 3.4615 | 0.19222 | 0.022234 | 0.014069 | 0.01506 | 0.00023725 | 0.015559 | 0.00094482 | 0.015265 | 0.00025444 | 0.01506 | 0.00020575 | 0.014874 | 4.8685e-05 | 0.56797 | 1.861
918 | 0.59812 | 16.4048 | 2482.7978 | 0 | 0 | 0.92072 | 0.018062 | 0.6574 | 0.019491 | 0.41965 | 0.00091891 | 0 | 0 | 0 | 0 | 0.037663 | 0.0015513 | 0.059564 | 0.00033071 | 0 | 0 | 4.186 | 0.25319 | 0.024583 | 0.017749 | 0.015268 | 0.00031325 | 0.015597 | 0.0012206 | 0.015265 | 0.00033071 | 0.015268 | 0.00026743 | 0.014874 | 6.3282e-05 | 0.85573 | 1.7864
919 | 0.46131 | 16.1633 | 2442.8797 | 0 | 0 | 0.78894 | 0.017774 | 0.70026 | 0.019491 | 0.4265 | 0.00091891 | 0 | 0 | 0 | 0 | 0.037663 | 0.0015286 | 0.05938 | 0.00032643 | 0 | 0 | 4.1353 | 0.24878 | 0.024451 | 0.017467 | 0.015268 | 0.00030741 | 0.015597 | 0.0012021 | 0.015265 | 0.00032643 | 0.015268 | 0.00026398 | 0.014874 | 6.2457e-05 | 0.67502 | 1.3778
920 | 0.51783 | 15.1499 | 2053.0258 | 0 | 0 | 0.8202 | 0.015307 | 0.69956 | 0.016491 | 0.44255 | 0.00091891 | 0 | 0 | 0 | 0 | 0.037623 | 0.0012734 | 0.056488 | 0.00026965 | 0 | 0 | 3.6557 | 0.20811 | 0.023307 | 0.01505 | 0.015268 | 0.00025731 | 0.015558 | 0.0010037 | 0.015265 | 0.00026965 | 0.01506 | 0.00021804 | 0.014874 | 5.161e-05 | 0.9189 | 1.5466
921 | 0.65161 | 15.8077 | 2194.9369 | 0 | 0 | 0.75132 | 0.016277 | 0.70505 | 0.016491 | 0.53052 | 0.00091891 | 0 | 0 | 0 | 0 | 0.037622 | 0.001389 | 0.057763 | 0.00029564 | 0 | 0 | 3.8435 | 0.22381 | 0.023759 | 0.016 | 0.015268 | 0.00027688 | 0.015557 | 0.0010933 | 0.015265 | 0.00029564 | 0.01506 | 0.00023907 | 0.014874 | 5.6567e-05 | 0.82014 | 1.9462
922 | 0.49219 | 16.7937 | 2375.8354 | 0 | 0 | 0.84207 | 0.017345 | 0.67775 | 0.019491 | 0.62622 | 0.00091891 | 0 | 0 | 0 | 0 | 0.037663 | 0.0014687 | 0.058723 | 0.00031235 | 0 | 0 | 4.049 | 0.24132 | 0.024253 | 0.017046 | 0.015268 | 0.00029861 | 0.015598 | 0.0011563 | 0.015265 | 0.00031235 | 0.015268 | 0.00025257 | 0.014874 | 5.9773e-05 | 0.8125 | 1.47
923 | 0.49346 | 16.8861 | 2452.2367 | 0 | 0 | 0.94882 | 0.017854 | 0.74213 | 0.019491 | 0.46164 | 0.00091891 | 0 | 0 | 0 | 0 | 0.037663 | 0.0015348 | 0.059432 | 0.00032769 | 0 | 0 | 4.1469 | 0.24978 | 0.024488 | 0.017545 | 0.015268 | 0.00030904 | 0.015597 | 0.0012072 | 0.015265 | 0.00032769 | 0.015268 | 0.00026498 | 0.014874 | 6.2706e-05 | 0.7494 | 1.4738
924 | 0.63539 | 15.3642 | 2229.6729 | 0 | 0 | 0.7409 | 0.016512 | 0.67063 | 0.016491 | 0.43305 | 0.00091891 | 0 | 0 | 0 | 0 | 0.037622 | 0.0014169 | 0.058071 | 0.00030207 | 0 | 0 | 3.889 | 0.22765 | 0.023868 | 0.01623 | 0.015268 | 0.00028166 | 0.015556 | 0.0011148 | 0.015265 | 0.00030207 | 0.01506 | 0.00024428 | 0.014873 | 5.7787e-05 | 0.5486 | 1.8977
925 | 0.53736 | 16.9002 | 2575.226 | 0 | 0 | 0.96706 | 0.018682 | 0.67599 | 0.019491 | 0.42666 | 0.00091891 | 0 | 0 | 0 | 0 | 0.037662 | 0.0016032 | 0.060064 | 0.00034233 | 0 | 0 | 4.3035 | 0.26349 | 0.024867 | 0.018356 | 0.015268 | 0.00032603 | 0.015597 | 0.0012609 | 0.015265 | 0.00034233 | 0.015268 | 0.00027681 | 0.014874 | 6.552e-05 | 0.81586 | 1.6049
926 | 0.53561 | 16.0494 | 2397.1963 | 0 | 0 | 0.76139 | 0.017527 | 0.64562 | 0.019491 | 0.50556 | 0.00091891 | 0 | 0 | 0 | 0 | 0.037663 | 0.001511 | 0.0592 | 0.00032232 | 0 | 0 | 4.0749 | 0.24355 | 0.024337 | 0.017225 | 0.015268 | 0.00030231 | 0.015598 | 0.0011887 | 0.015265 | 0.00032232 | 0.015268 | 0.00026065 | 0.014874 | 6.1669e-05 | 0.89206 | 1.5997
927 | 0.63998 | 15.3852 | 2128.6961 | 0 | 0 | 0.87202 | 0.015868 | 0.64575 | 0.016491 | 0.46407 | 0.00091891 | 0 | 0 | 0 | 0 | 0.037623 | 0.0013374 | 0.057213 | 0.00028427 | 0 | 0 | 3.7552 | 0.21639 | 0.023568 | 0.015599 | 0.015268 | 0.00026864 | 0.015557 | 0.0010532 | 0.015265 | 0.00028427 | 0.01506 | 0.00022987 | 0.014874 | 5.4395e-05 | 0.79596 | 1.9114
928 | 0.53637 | 16.4741 | 2529.6653 | 0 | 0 | 0.87856 | 0.018523 | 0.65368 | 0.019491 | 0.43319 | 0.00091891 | 0 | 0 | 0 | 0 | 0.037662 | 0.0016176 | 0.06027 | 0.00034632 | 0 | 0 | 4.2413 | 0.25802 | 0.024795 | 0.0182 | 0.015268 | 0.00032274 | 0.015597 | 0.0012713 | 0.015265 | 0.00034632 | 0.015268 | 0.00028006 | 0.014873 | 6.6255e-05 | 0.87079 | 1.602
929 | 0.5722 | 14.4397 | 1952.412 | 0 | 0 | 0.71885 | 0.014689 | 0.68439 | 0.016491 | 0.42464 | 0.00091891 | 0 | 0 | 0 | 0 | 0.037623 | 0.0012404 | 0.056221 | 0.00026361 | 0 | 0 | 3.517 | 0.19672 | 0.022414 | 0.014444 | 0.01506 | 0.00024491 | 0.015558 | 0.00097677 | 0.015265 | 0.00026361 | 0.01506 | 0.00021318 | 0.014873 | 5.0434e-05 | 0.57686 | 1.709
930 | 0.61627 | 16.2426 | 2376.2394 | 0 | 0 | 0.79549 | 0.017343 | 0.73909 | 0.019491 | 0.45523 | 0.00091891 | 0 | 0 | 0 | 0 | 0.037663 | 0.0014871 | 0.05897 | 0.00031731 | 0 | 0 | 4.0491 | 0.24132 | 0.024253 | 0.017045 | 0.015268 | 0.00029861 | 0.015598 | 0.0011697 | 0.015265 | 0.00031731 | 0.015268 | 0.0002566 | 0.014874 | 6.0713e-05 | 0.74255 | 1.8406
931 | 0.51982 | 16.1255 | 2321.183 | 0 | 0 | 0.78525 | 0.016991 | 0.64288 | 0.019491 | 0.57133 | 0.00091891 | 0 | 0 | 0 | 0 | 0.037664 | 0.0014469 | 0.058528 | 0.00030782 | 0 | 0 | 3.9774 | 0.23518 | 0.02409 | 0.0167 | 0.015268 | 0.00029138 | 0.015598 | 0.0011391 | 0.015265 | 0.00030782 | 0.015268 | 0.00024892 | 0.014874 | 5.8901e-05 | 0.75344 | 1.5525
932 | 0.75489 | 13.2746 | 1737.1145 | 0 | 0 | 0.63845 | 0.013137 | 0.60674 | 0.016491 | 0.43774 | 0.00091891 | 0 | 0 | 0 | 0 | 0.037416 | 0.0010884 | 0.05454 | 0.00023098 | 0 | 0 | 3.2208 | 0.17301 | 0.021681 | 0.012923 | 0.01506 | 0.00021403 | 0.015559 | 0.00085745 | 0.015057 | 0.00023098 | 0.01506 | 0.00018678 | 0.014873 | 4.4192e-05 | 0.56275 | 2.2546
933 | 0.54952 | 17.3998 | 2523.6582 | 0 | 0 | 0.79502 | 0.018335 | 0.74837 | 0.019491 | 0.62255 | 0.00091891 | 0 | 0 | 0 | 0 | 0.037662 | 0.0015845 | 0.059917 | 0.00033853 | 0 | 0 | 4.2378 | 0.25772 | 0.024709 | 0.018016 | 0.015268 | 0.00031888 | 0.015597 | 0.0012459 | 0.015265 | 0.00033853 | 0.015268 | 0.00027376 | 0.014874 | 6.4771e-05 | 0.97095 | 1.6412
934 | 0.72359 | 13.7864 | 1872.9329 | 0 | 0 | 0.6961 | 0.013933 | 0.61384 | 0.016491 | 0.40757 | 0.00091891 | 0 | 0 | 0 | 0 | 0.037416 | 0.0011645 | 0.055365 | 0.0002468 | 0 | 0 | 3.414 | 0.18838 | 0.022058 | 0.013704 | 0.01506 | 0.0002298 | 0.015559 | 0.00091768 | 0.015057 | 0.0002468 | 0.01506 | 0.00019958 | 0.014873 | 4.722e-05 | 0.55504 | 2.1611
935 | 0.57919 | 14.8399 | 1973.9668 | 0 | 0 | 0.85631 | 0.014772 | 0.64236 | 0.016491 | 0.46463 | 0.00091891 | 0 | 0 | 0 | 0 | 0.037624 | 0.0012367 | 0.056143 | 0.00026231 | 0 | 0 | 3.5484 | 0.19929 | 0.022454 | 0.014525 | 0.01506 | 0.00024657 | 0.015558 | 0.00097443 | 0.015265 | 0.00026231 | 0.01506 | 0.00021212 | 0.014874 | 5.0194e-05 | 0.63345 | 1.7299
936 | 0.5289 | 16.1717 | 2370.676 | 0 | 0 | 0.84999 | 0.017306 | 0.68728 | 0.019491 | 0.46042 | 0.00091891 | 0 | 0 | 0 | 0 | 0.037663 | 0.0014752 | 0.058806 | 0.00031398 | 0 | 0 | 4.0421 | 0.24073 | 0.024236 | 0.017009 | 0.015268 | 0.0002978 | 0.015598 | 0.0011612 | 0.015265 | 0.00031398 | 0.015268 | 0.0002539 | 0.014874 | 6.0087e-05 | 0.98694 | 1.5797
937 | 0.49656 | 14.9406 | 2091.2861 | 0 | 0 | 0.83776 | 0.015535 | 0.64939 | 0.016491 | 0.39858 | 0.00091891 | 0 | 0 | 0 | 0 | 0.037623 | 0.0013096 | 0.056931 | 0.0002784 | 0 | 0 | 3.7073 | 0.2124 | 0.023413 | 0.015273 | 0.015268 | 0.00026193 | 0.015557 | 0.0010312 | 0.015265 | 0.0002784 | 0.01506 | 0.00022512 | 0.014874 | 5.3281e-05 | 0.83761 | 1.4831
938 | 0.52204 | 16.7534 | 2571.4629 | 0 | 0 | 0.93796 | 0.018657 | 0.65531 | 0.019491 | 0.43112 | 0.00091891 | 0 | 0 | 0 | 0 | 0.037662 | 0.0016047 | 0.060076 | 0.00034243 | 0 | 0 | 4.2987 | 0.26306 | 0.024856 | 0.018331 | 0.015268 | 0.00032548 | 0.015597 | 0.0012622 | 0.015265 | 0.00034243 | 0.015268 | 0.0002769 | 0.014874 | 6.5526e-05 | 0.97043 | 1.5592
939 | 0.50931 | 14.3243 | 1965.8198 | 0 | 0 | 0.74024 | 0.014757 | 0.66496 | 0.016491 | 0.39077 | 0.00091891 | 0 | 0 | 0 | 0 | 0.037624 | 0.0012338 | 0.056114 | 0.00026179 | 0 | 0 | 3.5363 | 0.19829 | 0.022447 | 0.014511 | 0.01506 | 0.00024629 | 0.015558 | 0.00097198 | 0.015265 | 0.00026179 | 0.01506 | 0.00021169 | 0.014874 | 5.0101e-05 | 0.776 | 1.5212
940 | 0.47941 | 14.7664 | 2013.1943 | 0 | 0 | 0.78455 | 0.015042 | 0.64268 | 0.016491 | 0.45738 | 0.00091891 | 0 | 0 | 0 | 0 | 0.037624 | 0.0012492 | 0.056245 | 0.0002647 | 0 | 0 | 3.6018 | 0.20367 | 0.022581 | 0.01479 | 0.015268 | 0.00025202 | 0.015558 | 0.00098449 | 0.015265 | 0.0002647 | 0.01506 | 0.00021403 | 0.014874 | 5.0661e-05 | 0.64969 | 1.4319
941 | 0.52868 | 15.475 | 2123.0018 | 0 | 0 | 0.83114 | 0.01579 | 0.62483 | 0.016491 | 0.53612 | 0.00091891 | 0 | 0 | 0 | 0 | 0.037623 | 0.0013296 | 0.057121 | 0.00028238 | 0 | 0 | 3.7487 | 0.21584 | 0.023532 | 0.015523 | 0.015268 | 0.00026706 | 0.015557 | 0.0010473 | 0.015265 | 0.00028238 | 0.01506 | 0.00022835 | 0.014874 | 5.4037e-05 | 0.88083 | 1.579
942 | 0.58279 | 15.6965 | 2285.7703 | 0 | 0 | 0.81703 | 0.016894 | 0.65462 | 0.016491 | 0.44192 | 0.00091891 | 0 | 0 | 0 | 0 | 0.037664 | 0.0014405 | 0.058277 | 0.00030683 | 0 | 0 | 3.9627 | 0.23392 | 0.024045 | 0.016604 | 0.015268 | 0.00028943 | 0.015598 | 0.0011336 | 0.015265 | 0.00030683 | 0.01506 | 0.00024812 | 0.014874 | 5.8712e-05 | 0.90334 | 1.7406
943 | 0.54379 | 15.8369 | 2261.7556 | 0 | 0 | 0.76923 | 0.016685 | 0.72435 | 0.016491 | 0.45442 | 0.00091891 | 0 | 0 | 0 | 0 | 0.037664 | 0.001433 | 0.058235 | 0.00030566 | 0 | 0 | 3.9322 | 0.23132 | 0.023948 | 0.0164 | 0.015268 | 0.00028519 | 0.015598 | 0.0011273 | 0.015265 | 0.00030566 | 0.01506 | 0.00024718 | 0.014873 | 5.8479e-05 | 0.79893 | 1.6241
944 | 0.71285 | 12.7465 | 1639.1567 | 0 | 0 | 0.69138 | 0.012456 | 0.58676 | 0.016491 | 0.37748 | 0.00091891 | 0 | 0 | 0 | 0 | 0.037416 | 0.0010209 | 0.053602 | 0.00021682 | 0 | 0 | 3.0816 | 0.16217 | 0.021356 | 0.012255 | 0.01506 | 0.00020061 | 0.015559 | 0.00080404 | 0.015057 | 0.00021682 | 0.014888 | 0.00017533 | 0.014873 | 4.1487e-05 | 0.41109 | 2.1291
945 | 0.53493 | 16.8403 | 2451.342 | 0 | 0 | 0.99907 | 0.017852 | 0.65334 | 0.019491 | 0.5091 | 0.00091891 | 0 | 0 | 0 | 0 | 0.037663 | 0.001525 | 0.059309 | 0.00032512 | 0 | 0 | 4.1459 | 0.2497 | 0.024487 | 0.017543 | 0.015268 | 0.00030899 | 0.015597 | 0.0011999 | 0.015265 | 0.00032512 | 0.015268 | 0.00026291 | 0.014874 | 6.2214e-05 | 0.7164 | 1.5977
946 | 0.58887 | 14.2457 | 1960.1716 | 0 | 0 | 0.80412 | 0.014662 | 0.62703 | 0.016491 | 0.37408 | 0.00091891 | 0 | 0 | 0 | 0 | 0.037623 | 0.0012374 | 0.056182 | 0.00026286 | 0 | 0 | 3.5297 | 0.19776 | 0.022402 | 0.014417 | 0.01506 | 0.00024436 | 0.015558 | 0.00097452 | 0.015265 | 0.00026286 | 0.01506 | 0.00021257 | 0.014873 | 5.0292e-05 | 0.61608 | 1.7588
947 | 0.45808 | 16.1309 | 2447.3399 | 0 | 0 | 0.84456 | 0.017825 | 0.65191 | 0.019491 | 0.42986 | 0.00091891 | 0 | 0 | 0 | 0 | 0.037663 | 0.0015183 | 0.059221 | 0.00032326 | 0 | 0 | 4.1409 | 0.24926 | 0.024475 | 0.017517 | 0.015268 | 0.00030842 | 0.015598 | 0.001195 | 0.015265 | 0.00032326 | 0.015268 | 0.0002614 | 0.014874 | 6.1862e-05 | 0.96147 | 1.3682
948 | 0.48508 | 15.339 | 2183.0346 | 0 | 0 | 0.77908 | 0.0162 | 0.63691 | 0.016491 | 0.47396 | 0.00091891 | 0 | 0 | 0 | 0 | 0.037622 | 0.0013687 | 0.057517 | 0.00029073 | 0 | 0 | 3.8281 | 0.22251 | 0.023723 | 0.015925 | 0.015268 | 0.00027533 | 0.015557 | 0.001078 | 0.015265 | 0.00029073 | 0.01506 | 0.0002351 | 0.014874 | 5.5638e-05 | 0.66337 | 1.4488
949 | 0.47458 | 15.7422 | 2286.8205 | 0 | 0 | 0.81959 | 0.016902 | 0.67177 | 0.016491 | 0.43375 | 0.00091891 | 0 | 0 | 0 | 0 | 0.037664 | 0.0014316 | 0.058145 | 0.00030417 | 0 | 0 | 3.9643 | 0.23405 | 0.024049 | 0.016612 | 0.015268 | 0.00028955 | 0.015598 | 0.0011274 | 0.015265 | 0.00030417 | 0.01506 | 0.00024597 | 0.014874 | 5.8204e-05 | 0.90237 | 1.4174
950 | 0.61377 | 15.1776 | 2191.9052 | 0 | 0 | 0.76018 | 0.016257 | 0.64992 | 0.016491 | 0.42516 | 0.00091891 | 0 | 0 | 0 | 0 | 0.037622 | 0.0013874 | 0.057761 | 0.00029552 | 0 | 0 | 3.8395 | 0.22347 | 0.023749 | 0.01598 | 0.015268 | 0.0002765 | 0.015557 | 0.0010919 | 0.015265 | 0.00029552 | 0.01506 | 0.00023898 | 0.014873 | 5.6537e-05 | 0.60007 | 1.8331
951 | 0.63338 | 14.8143 | 2021.5865 | 0 | 0 | 0.81484 | 0.015094 | 0.66532 | 0.016491 | 0.422 | 0.00091891 | 0 | 0 | 0 | 0 | 0.037623 | 0.0012973 | 0.056873 | 0.00027692 | 0 | 0 | 3.612 | 0.2045 | 0.022605 | 0.014841 | 0.015268 | 0.00025304 | 0.015558 | 0.0010204 | 0.015265 | 0.00027692 | 0.01506 | 0.0002239 | 0.014874 | 5.3025e-05 | 0.56905 | 1.8917
952 | 0.5528 | 15.5705 | 2229.0798 | 0 | 0 | 0.77578 | 0.016507 | 0.67447 | 0.016491 | 0.46002 | 0.00091891 | 0 | 0 | 0 | 0 | 0.037622 | 0.0014067 | 0.057952 | 0.00029975 | 0 | 0 | 3.8886 | 0.22761 | 0.023866 | 0.016226 | 0.015268 | 0.0002816 | 0.015557 | 0.001107 | 0.015265 | 0.00029975 | 0.01506 | 0.00024239 | 0.014874 | 5.7356e-05 | 0.73706 | 1.6511
953 | 0.55058 | 14.9009 | 2099.94 | 0 | 0 | 0.81447 | 0.015552 | 0.59792 | 0.016491 | 0.44665 | 0.00091891 | 0 | 0 | 0 | 0 | 0.037623 | 0.0013173 | 0.057034 | 0.00028031 | 0 | 0 | 3.7198 | 0.21344 | 0.023421 | 0.015289 | 0.015268 | 0.00026226 | 0.015557 | 0.001037 | 0.015265 | 0.00028031 | 0.01506 | 0.00022668 | 0.014874 | 5.363e-05 | 0.72932 | 1.6444
954 | 0.49369 | 16.1941 | 2200.2362 | 0 | 0 | 0.88886 | 0.016349 | 0.65616 | 0.016491 | 0.589 | 0.00091891 | 0 | 0 | 0 | 0 | 0.037622 | 0.0013937 | 0.057798 | 0.00029643 | 0 | 0 | 3.8496 | 0.22432 | 0.023792 | 0.01607 | 0.015268 | 0.00027832 | 0.015557 | 0.0010973 | 0.015265 | 0.00029643 | 0.01506 | 0.00023971 | 0.014874 | 5.6719e-05 | 0.69041 | 1.4745
955 | 0.53171 | 14.83 | 2034.0157 | 0 | 0 | 0.82955 | 0.015185 | 0.65807 | 0.016491 | 0.41377 | 0.00091891 | 0 | 0 | 0 | 0 | 0.037623 | 0.0012619 | 0.056381 | 0.0002674 | 0 | 0 | 3.6299 | 0.20598 | 0.023249 | 0.01493 | 0.015268 | 0.00025489 | 0.015558 | 0.00099448 | 0.015265 | 0.0002674 | 0.01506 | 0.00021623 | 0.014874 | 5.1174e-05 | 0.62868 | 1.5881
956 | 0.48793 | 15.4111 | 2125.2256 | 0 | 0 | 0.9283 | 0.015693 | 0.62206 | 0.016491 | 0.4603 | 0.00091891 | 0 | 0 | 0 | 0 | 0.037623 | 0.0013151 | 0.05694 | 0.0002788 | 0 | 0 | 3.7548 | 0.21635 | 0.023487 | 0.015428 | 0.015268 | 0.00026506 | 0.015557 | 0.0010363 | 0.015265 | 0.0002788 | 0.01506 | 0.00022544 | 0.014874 | 5.3357e-05 | 0.86596 | 1.4573
957 | 0.49708 | 14.2832 | 1865.1998 | 0 | 0 | 0.81533 | 0.013846 | 0.6102 | 0.016491 | 0.46872 | 0.00091891 | 0 | 0 | 0 | 0 | 0.037416 | 0.0011448 | 0.055113 | 0.00024217 | 0 | 0 | 3.4046 | 0.18763 | 0.022017 | 0.013618 | 0.01506 | 0.00022805 | 0.015559 | 0.0009026 | 0.015057 | 0.00024217 | 0.01506 | 0.00019582 | 0.014874 | 4.6344e-05 | 0.60564 | 1.4846
958 | 0.55437 | 17.6141 | 2604.2397 | 0 | 0 | 0.87778 | 0.018879 | 0.73754 | 0.019491 | 0.57584 | 0.00091891 | 0 | 0 | 0 | 0 | 0.037662 | 0.0016203 | 0.060205 | 0.00034556 | 0 | 0 | 4.3401 | 0.26672 | 0.024957 | 0.018549 | 0.015268 | 0.00033003 | 0.015597 | 0.0012747 | 0.015265 | 0.00034556 | 0.015268 | 0.00027943 | 0.014874 | 6.6128e-05 | 1.1244 | 1.6558
959 | 0.61492 | 15.9409 | 2324.9243 | 0 | 0 | 0.82522 | 0.016997 | 0.70485 | 0.019491 | 0.43582 | 0.00091891 | 0 | 0 | 0 | 0 | 0.037663 | 0.0014555 | 0.058661 | 0.00031051 | 0 | 0 | 3.9826 | 0.23562 | 0.024093 | 0.016705 | 0.015268 | 0.00029154 | 0.015598 | 0.001145 | 0.015265 | 0.00031051 | 0.015268 | 0.0002511 | 0.014874 | 5.9412e-05 | 0.84088 | 1.8366
960 | 0.58662 | 15.7674 | 2325.7598 | 0 | 0 | 0.88862 | 0.017021 | 0.65709 | 0.019491 | 0.40124 | 0.00091891 | 0 | 0 | 0 | 0 | 0.037664 | 0.0014478 | 0.058539 | 0.00030814 | 0 | 0 | 3.9835 | 0.23569 | 0.024104 | 0.016729 | 0.015268 | 0.00029201 | 0.015598 | 0.0011397 | 0.015265 | 0.00030814 | 0.015268 | 0.00024917 | 0.014874 | 5.8967e-05 | 0.80143 | 1.7521
961 | 0.43599 | 15.7372 | 2358.3696 | 0 | 0 | 0.82351 | 0.017269 | 0.63064 | 0.019491 | 0.43463 | 0.00091891 | 0 | 0 | 0 | 0 | 0.037663 | 0.0014621 | 0.058663 | 0.00031102 | 0 | 0 | 4.0253 | 0.23928 | 0.024218 | 0.016972 | 0.015268 | 0.00029707 | 0.015598 | 0.0011511 | 0.015265 | 0.00031102 | 0.015268 | 0.0002515 | 0.014874 | 5.9521e-05 | 1.0341 | 1.3022
962 | 0.56743 | 16.0378 | 2198.8743 | 0 | 0 | 0.90301 | 0.016323 | 0.65303 | 0.016491 | 0.54514 | 0.00091891 | 0 | 0 | 0 | 0 | 0.037622 | 0.001378 | 0.05761 | 0.00029273 | 0 | 0 | 3.8487 | 0.22424 | 0.02378 | 0.016045 | 0.015268 | 0.00027781 | 0.015557 | 0.0010853 | 0.015265 | 0.00029273 | 0.01506 | 0.00023671 | 0.014874 | 5.602e-05 | 0.78607 | 1.6948
963 | 0.5718 | 15.1557 | 1999.3128 | 0 | 0 | 0.88242 | 0.014948 | 0.62145 | 0.016491 | 0.52794 | 0.00091891 | 0 | 0 | 0 | 0 | 0.037624 | 0.0012424 | 0.056157 | 0.0002629 | 0 | 0 | 3.583 | 0.20212 | 0.022536 | 0.014698 | 0.015268 | 0.00025007 | 0.015558 | 0.00097945 | 0.015265 | 0.0002629 | 0.01506 | 0.00021258 | 0.014874 | 5.0318e-05 | 0.77967 | 1.7078
964 | 0.5318 | 16.2083 | 2339.3969 | 0 | 0 | 0.92196 | 0.017067 | 0.67695 | 0.019491 | 0.45998 | 0.00091891 | 0 | 0 | 0 | 0 | 0.037664 | 0.001446 | 0.058499 | 0.00030744 | 0 | 0 | 4.0026 | 0.23733 | 0.024125 | 0.016774 | 0.015268 | 0.00029294 | 0.015598 | 0.0011386 | 0.015265 | 0.00030744 | 0.015268 | 0.0002486 | 0.014874 | 5.8839e-05 | 0.75977 | 1.5883
965 | 0.55128 | 15.2393 | 2219.1532 | 0 | 0 | 0.86951 | 0.016442 | 0.61423 | 0.016491 | 0.38847 | 0.00091891 | 0 | 0 | 0 | 0 | 0.037622 | 0.0014017 | 0.05789 | 0.00029839 | 0 | 0 | 3.8755 | 0.2265 | 0.023836 | 0.016162 | 0.015268 | 0.00028023 | 0.015557 | 0.0011033 | 0.015265 | 0.00029839 | 0.01506 | 0.0002413 | 0.014874 | 5.7094e-05 | 0.62477 | 1.6465
966 | 0.51085 | 15.2649 | 2154.5046 | 0 | 0 | 0.73618 | 0.015966 | 0.65255 | 0.016491 | 0.48789 | 0.00091891 | 0 | 0 | 0 | 0 | 0.037622 | 0.0013657 | 0.057561 | 0.0002912 | 0 | 0 | 3.7909 | 0.21938 | 0.023614 | 0.015695 | 0.015268 | 0.00027062 | 0.015557 | 0.0010745 | 0.015265 | 0.0002912 | 0.01506 | 0.00023548 | 0.014873 | 5.5711e-05 | 0.6285 | 1.5258
967 | 0.50879 | 17.1939 | 2647.8139 | 0 | 0 | 0.85887 | 0.019379 | 0.68086 | 0.019491 | 0.5095 | 0.00091891 | 0 | 0 | 0 | 0 | 0.037662 | 0.0016723 | 0.060713 | 0.00035723 | 0 | 0 | 4.3895 | 0.27109 | 0.02582 | 0.019038 | 0.015268 | 0.00034036 | 0.015596 | 0.0013151 | 0.015265 | 0.00035723 | 0.015268 | 0.00028887 | 0.014874 | 6.836e-05 | 0.82103 | 1.5196
968 | 0.51861 | 14.924 | 1861.0799 | 0 | 0 | 0.8222 | 0.013799 | 0.64846 | 0.016491 | 0.58956 | 0.00091891 | 0 | 0 | 0 | 0 | 0.037416 | 0.0011324 | 0.054961 | 0.00023941 | 0 | 0 | 3.3997 | 0.18723 | 0.021995 | 0.013572 | 0.01506 | 0.00022714 | 0.015559 | 0.00089295 | 0.015057 | 0.00023941 | 0.01506 | 0.00019359 | 0.014874 | 4.5819e-05 | 0.74672 | 1.5489
969 | 0.55266 | 15.6337 | 2031.3197 | 0 | 0 | 0.8675 | 0.015108 | 0.63807 | 0.016491 | 0.61304 | 0.00091891 | 0 | 0 | 0 | 0 | 0.037623 | 0.0012666 | 0.056445 | 0.00026852 | 0 | 0 | 3.6275 | 0.20578 | 0.022611 | 0.014854 | 0.015268 | 0.00025328 | 0.015558 | 0.00099811 | 0.015265 | 0.00026852 | 0.01506 | 0.00021713 | 0.014874 | 5.139e-05 | 0.83699 | 1.6506
970 | 0.43751 | 17.2526 | 2573.4403 | 0 | 0 | 0.8533 | 0.018721 | 0.72897 | 0.019491 | 0.53284 | 0.00091891 | 0 | 0 | 0 | 0 | 0.037662 | 0.0016062 | 0.060074 | 0.00034253 | 0 | 0 | 4.3 | 0.26318 | 0.024885 | 0.018394 | 0.015268 | 0.00032679 | 0.015597 | 0.0012637 | 0.015265 | 0.00034253 | 0.015268 | 0.00027698 | 0.014874 | 6.5552e-05 | 0.98269 | 1.3067
971 | 0.6094 | 15.3487 | 2208.4659 | 0 | 0 | 0.74024 | 0.01639 | 0.70258 | 0.016491 | 0.41464 | 0.00091891 | 0 | 0 | 0 | 0 | 0.037622 | 0.0014042 | 0.057932 | 0.00029913 | 0 | 0 | 3.8606 | 0.22525 | 0.023812 | 0.016111 | 0.015268 | 0.00027918 | 0.015557 | 0.0011051 | 0.015265 | 0.00029913 | 0.01506 | 0.0002419 | 0.014873 | 5.7229e-05 | 0.67781 | 1.8201
972 | 0.47186 | 14.9498 | 2084.9995 | 0 | 0 | 0.74632 | 0.01553 | 0.65968 | 0.016491 | 0.45179 | 0.00091891 | 0 | 0 | 0 | 0 | 0.037623 | 0.0013107 | 0.056936 | 0.00027842 | 0 | 0 | 3.6979 | 0.21161 | 0.023411 | 0.015269 | 0.015268 | 0.00026181 | 0.015557 | 0.0010323 | 0.015265 | 0.00027842 | 0.01506 | 0.00022515 | 0.014874 | 5.3275e-05 | 0.73306 | 1.4093
973 | 0.57239 | 16.5253 | 2413.1212 | 0 | 0 | 0.93107 | 0.017694 | 0.68571 | 0.019491 | 0.4703 | 0.00091891 | 0 | 0 | 0 | 0 | 0.037663 | 0.0015202 | 0.059268 | 0.00032401 | 0 | 0 | 4.094 | 0.2452 | 0.024414 | 0.017388 | 0.015268 | 0.00030571 | 0.015598 | 0.0011962 | 0.015265 | 0.00032401 | 0.015268 | 0.00026201 | 0.014874 | 6.1997e-05 | 0.76822 | 1.7096
974 | 0.68192 | 15.248 | 2185.7657 | 0 | 0 | 0.78529 | 0.016214 | 0.62667 | 0.016491 | 0.45563 | 0.00091891 | 0 | 0 | 0 | 0 | 0.037622 | 0.0013868 | 0.057748 | 0.0002952 | 0 | 0 | 3.8314 | 0.22278 | 0.02373 | 0.015939 | 0.015268 | 0.0002756 | 0.015557 | 0.0010916 | 0.015265 | 0.0002952 | 0.01506 | 0.00023873 | 0.014873 | 5.6476e-05 | 0.6397 | 2.0367
975 | 0.55212 | 15.2081 | 2185.0877 | 0 | 0 | 0.87525 | 0.01621 | 0.60566 | 0.016491 | 0.4127 | 0.00091891 | 0 | 0 | 0 | 0 | 0.037622 | 0.001384 | 0.05773 | 0.00029484 | 0 | 0 | 3.8305 | 0.22271 | 0.023728 | 0.015935 | 0.015268 | 0.00027556 | 0.015557 | 0.0010892 | 0.015265 | 0.00029484 | 0.01506 | 0.00023843 | 0.014873 | 5.6405e-05 | 0.67272 | 1.649
976 | 0.43175 | 17.4081 | 2588.9713 | 0 | 0 | 0.922 | 0.018865 | 0.73272 | 0.019491 | 0.51515 | 0.00091891 | 0 | 0 | 0 | 0 | 0.037662 | 0.0016199 | 0.060201 | 0.0003454 | 0 | 0 | 4.3186 | 0.26482 | 0.024951 | 0.018535 | 0.015268 | 0.00032974 | 0.015597 | 0.0012745 | 0.015265 | 0.0003454 | 0.015268 | 0.00027931 | 0.014874 | 6.6097e-05 | 0.92507 | 1.2895
977 | 0.53243 | 16.4032 | 2350.6831 | 0 | 0 | 0.78412 | 0.017169 | 0.72013 | 0.019491 | 0.54112 | 0.00091891 | 0 | 0 | 0 | 0 | 0.037663 | 0.0014845 | 0.058983 | 0.0003173 | 0 | 0 | 4.0157 | 0.23845 | 0.024172 | 0.016874 | 0.015268 | 0.00029504 | 0.015598 | 0.0011672 | 0.015265 | 0.0003173 | 0.015268 | 0.00025661 | 0.014873 | 6.07e-05 | 0.66559 | 1.5902
978 | 0.58467 | 14.6374 | 1919.7245 | 0 | 0 | 0.77386 | 0.0144 | 0.64709 | 0.016491 | 0.50353 | 0.00091891 | 0 | 0 | 0 | 0 | 0.037624 | 0.0012008 | 0.055752 | 0.00025451 | 0 | 0 | 3.4745 | 0.19327 | 0.022278 | 0.014161 | 0.01506 | 0.00023913 | 0.015559 | 0.00094628 | 0.015265 | 0.00025451 | 0.01506 | 0.00020581 | 0.014874 | 4.87e-05 | 0.74023 | 1.7462
979 | 0.59796 | 14.9079 | 2056.4498 | 0 | 0 | 0.76581 | 0.015275 | 0.60937 | 0.016491 | 0.50168 | 0.00091891 | 0 | 0 | 0 | 0 | 0.037623 | 0.0012882 | 0.056688 | 0.00027335 | 0 | 0 | 3.6612 | 0.20857 | 0.023291 | 0.015018 | 0.015268 | 0.00025664 | 0.015558 | 0.0010148 | 0.015265 | 0.00027335 | 0.01506 | 0.00022104 | 0.014874 | 5.2309e-05 | 0.78034 | 1.7859
980 | 0.57975 | 14.3374 | 1964.5154 | 0 | 0 | 0.78428 | 0.014707 | 0.60943 | 0.016491 | 0.42322 | 0.00091891 | 0 | 0 | 0 | 0 | 0.037624 | 0.0012302 | 0.056079 | 0.00026104 | 0 | 0 | 3.5356 | 0.19824 | 0.022423 | 0.014461 | 0.01506 | 0.00024528 | 0.015558 | 0.00096916 | 0.015265 | 0.00026104 | 0.01506 | 0.00021109 | 0.014874 | 4.9952e-05 | 0.67723 | 1.7315
981 | 0.43636 | 16.8231 | 2522.9816 | 0 | 0 | 0.90958 | 0.018388 | 0.6957 | 0.019491 | 0.46287 | 0.00091891 | 0 | 0 | 0 | 0 | 0.037663 | 0.0015736 | 0.059778 | 0.00033574 | 0 | 0 | 4.236 | 0.25755 | 0.024733 | 0.018068 | 0.015268 | 0.00032 | 0.015597 | 0.0012379 | 0.015265 | 0.00033574 | 0.015268 | 0.00027149 | 0.014874 | 6.4248e-05 | 0.92537 | 1.3033
982 | 0.53492 | 15.1459 | 2038.92 | 0 | 0 | 0.90162 | 0.015217 | 0.65644 | 0.016491 | 0.44684 | 0.00091891 | 0 | 0 | 0 | 0 | 0.037623 | 0.0012754 | 0.056539 | 0.00027041 | 0 | 0 | 3.6362 | 0.2065 | 0.023264 | 0.014962 | 0.015268 | 0.00025549 | 0.015558 | 0.001005 | 0.015265 | 0.00027041 | 0.01506 | 0.00021866 | 0.014874 | 5.1745e-05 | 0.71014 | 1.5976
983 | 0.62477 | 13.8334 | 1855.1148 | 0 | 0 | 0.79383 | 0.013895 | 0.62647 | 0.016491 | 0.36355 | 0.00091891 | 0 | 0 | 0 | 0 | 0.037416 | 0.0011551 | 0.055242 | 0.00024451 | 0 | 0 | 3.3872 | 0.18623 | 0.02204 | 0.013666 | 0.01506 | 0.00022902 | 0.015559 | 0.00091063 | 0.015057 | 0.00024451 | 0.01506 | 0.00019773 | 0.014874 | 4.6786e-05 | 0.64382 | 1.866
984 | 0.51897 | 16.0783 | 2471.3868 | 0 | 0 | 0.8414 | 0.018048 | 0.64252 | 0.019491 | 0.41088 | 0.00091891 | 0 | 0 | 0 | 0 | 0.037663 | 0.0015613 | 0.059702 | 0.00033358 | 0 | 0 | 4.1695 | 0.25175 | 0.024577 | 0.017735 | 0.015268 | 0.00031299 | 0.015597 | 0.0012278 | 0.015265 | 0.00033358 | 0.015268 | 0.00026975 | 0.014874 | 6.3825e-05 | 0.71128 | 1.55
985 | 0.5735 | 14.7907 | 1943.9106 | 0 | 0 | 0.85523 | 0.014562 | 0.65588 | 0.016491 | 0.46389 | 0.00091891 | 0 | 0 | 0 | 0 | 0.037624 | 0.0012155 | 0.055907 | 0.00025764 | 0 | 0 | 3.5076 | 0.19596 | 0.022355 | 0.01432 | 0.01506 | 0.00024237 | 0.015558 | 0.00095791 | 0.015265 | 0.00025764 | 0.01506 | 0.00020834 | 0.014874 | 4.9304e-05 | 0.59789 | 1.7129
986 | 0.55399 | 16.0142 | 2220.7993 | 0 | 0 | 0.88201 | 0.016523 | 0.62133 | 0.016491 | 0.56718 | 0.00091891 | 0 | 0 | 0 | 0 | 0.037622 | 0.0013907 | 0.057732 | 0.00029535 | 0 | 0 | 3.8763 | 0.22658 | 0.023873 | 0.016241 | 0.015268 | 0.00028189 | 0.015557 | 0.0010954 | 0.015265 | 0.00029535 | 0.01506 | 0.00023884 | 0.014874 | 5.6514e-05 | 0.96447 | 1.6546
987 | 0.48478 | 16.303 | 2178.1207 | 0 | 0 | 0.89522 | 0.01612 | 0.71529 | 0.016491 | 0.56917 | 0.00091891 | 0 | 0 | 0 | 0 | 0.037623 | 0.0013522 | 0.05732 | 0.00028675 | 0 | 0 | 3.8232 | 0.22209 | 0.023686 | 0.015846 | 0.015268 | 0.00027369 | 0.015557 | 0.0010654 | 0.015265 | 0.00028675 | 0.01506 | 0.00023188 | 0.014874 | 5.4875e-05 | 0.6699 | 1.4479
988 | 0.49942 | 15.8819 | 2250.3827 | 0 | 0 | 0.79847 | 0.016656 | 0.64188 | 0.016491 | 0.53985 | 0.00091891 | 0 | 0 | 0 | 0 | 0.037622 | 0.001409 | 0.05792 | 0.00029938 | 0 | 0 | 3.9167 | 0.23 | 0.023935 | 0.016372 | 0.015268 | 0.00028457 | 0.015557 | 0.0011097 | 0.015265 | 0.00029938 | 0.01506 | 0.00024209 | 0.014874 | 5.7295e-05 | 0.8569 | 1.4916
989 | 0.49487 | 17.0152 | 2604.6812 | 0 | 0 | 0.95228 | 0.018877 | 0.67269 | 0.019491 | 0.44565 | 0.00091891 | 0 | 0 | 0 | 0 | 0.037662 | 0.0016439 | 0.060509 | 0.00035198 | 0 | 0 | 4.3401 | 0.26672 | 0.024956 | 0.018546 | 0.015268 | 0.00033003 | 0.015597 | 0.0012919 | 0.015265 | 0.00035198 | 0.015268 | 0.00028464 | 0.014874 | 6.734e-05 | 0.77568 | 1.478
990 | 0.63817 | 16.3562 | 2387.6147 | 0 | 0 | 0.80482 | 0.017419 | 0.72446 | 0.019491 | 0.48377 | 0.00091891 | 0 | 0 | 0 | 0 | 0.037663 | 0.0014939 | 0.059033 | 0.00031881 | 0 | 0 | 4.0638 | 0.24259 | 0.024288 | 0.017119 | 0.015268 | 0.00030015 | 0.015598 | 0.0011751 | 0.015265 | 0.00031881 | 0.015268 | 0.0002578 | 0.014874 | 6.1009e-05 | 0.95024 | 1.906
991 | 0.58707 | 15.1206 | 1919.6229 | 0 | 0 | 0.80212 | 0.014249 | 0.6633 | 0.016491 | 0.5886 | 0.00091891 | 0 | 0 | 0 | 0 | 0.037624 | 0.0011902 | 0.055639 | 0.00025224 | 0 | 0 | 3.4784 | 0.19358 | 0.022207 | 0.014013 | 0.01506 | 0.0002361 | 0.015559 | 0.00093796 | 0.015265 | 0.00025224 | 0.01506 | 0.00020398 | 0.014874 | 4.8264e-05 | 0.64795 | 1.7534
992 | 0.64808 | 14.459 | 2000.4024 | 0 | 0 | 0.71585 | 0.014982 | 0.68438 | 0.016491 | 0.39165 | 0.00091891 | 0 | 0 | 0 | 0 | 0.037623 | 0.0012714 | 0.056567 | 0.00027056 | 0 | 0 | 3.583 | 0.20212 | 0.022552 | 0.014731 | 0.015268 | 0.0002508 | 0.015558 | 0.0010008 | 0.015265 | 0.00027056 | 0.01506 | 0.0002188 | 0.014873 | 5.1762e-05 | 0.64453 | 1.9356
993 | 0.55795 | 15.0578 | 2156.8245 | 0 | 0 | 0.72766 | 0.016129 | 0.64706 | 0.016491 | 0.4473 | 0.00091891 | 0 | 0 | 0 | 0 | 0.037622 | 0.0013741 | 0.057614 | 0.00029245 | 0 | 0 | 3.7903 | 0.21933 | 0.02369 | 0.015855 | 0.015268 | 0.00027389 | 0.015557 | 0.0010817 | 0.015265 | 0.00029245 | 0.01506 | 0.00023649 | 0.014874 | 5.5956e-05 | 0.71003 | 1.6664
994 | 0.5697 | 16.8991 | 2451.1582 | 0 | 0 | 0.90262 | 0.017849 | 0.72599 | 0.019491 | 0.50983 | 0.00091891 | 0 | 0 | 0 | 0 | 0.037663 | 0.0015296 | 0.05937 | 0.00032635 | 0 | 0 | 4.1456 | 0.24967 | 0.024486 | 0.01754 | 0.015268 | 0.00030894 | 0.015597 | 0.0012032 | 0.015265 | 0.00032635 | 0.015268 | 0.0002639 | 0.014874 | 6.2448e-05 | 1.0231 | 1.7015
995 | 0.50436 | 16.9254 | 2518.6289 | 0 | 0 | 0.95929 | 0.018304 | 0.64553 | 0.019491 | 0.51095 | 0.00091891 | 0 | 0 | 0 | 0 | 0.037663 | 0.0015622 | 0.059654 | 0.00033306 | 0 | 0 | 4.2319 | 0.2572 | 0.024695 | 0.017986 | 0.015268 | 0.00031827 | 0.015597 | 0.0012291 | 0.015265 | 0.00033306 | 0.015268 | 0.00026932 | 0.014874 | 6.3742e-05 | 0.80956 | 1.5064
996 | 0.60261 | 16.0646 | 2239.8655 | 0 | 0 | 0.78631 | 0.016581 | 0.72458 | 0.016491 | 0.51859 | 0.00091891 | 0 | 0 | 0 | 0 | 0.037622 | 0.0014205 | 0.058088 | 0.00030253 | 0 | 0 | 3.9025 | 0.22879 | 0.0239 | 0.016298 | 0.015268 | 0.00028304 | 0.015556 | 0.0011179 | 0.015265 | 0.00030253 | 0.01506 | 0.00024465 | 0.014874 | 5.7884e-05 | 0.73667 | 1.7998
997 | 0.62204 | 14.7758 | 2029.0316 | 0 | 0 | 0.82207 | 0.015148 | 0.62233 | 0.016491 | 0.44468 | 0.00091891 | 0 | 0 | 0 | 0 | 0.037623 | 0.0012769 | 0.056595 | 0.00027134 | 0 | 0 | 3.6227 | 0.20539 | 0.02263 | 0.014894 | 0.015268 | 0.00025413 | 0.015558 | 0.0010056 | 0.015265 | 0.00027134 | 0.01506 | 0.00021943 | 0.014874 | 5.1918e-05 | 0.70007 | 1.8579
998 | 0.60425 | 14.3151 | 1919.7448 | 0 | 0 | 0.80019 | 0.014271 | 0.61473 | 0.016491 | 0.43736 | 0.00091891 | 0 | 0 | 0 | 0 | 0.037624 | 0.0011985 | 0.055739 | 0.00025412 | 0 | 0 | 3.4777 | 0.19353 | 0.022218 | 0.014035 | 0.01506 | 0.00023653 | 0.015559 | 0.00094434 | 0.015265 | 0.00025412 | 0.01506 | 0.0002055 | 0.014874 | 4.8623e-05 | 0.63096 | 1.8047
999 | 0.52329 | 15.8282 | 2333.0145 | 0 | 0 | 0.84057 | 0.017069 | 0.69885 | 0.019491 | 0.39824 | 0.00091891 | 0 | 0 | 0 | 0 | 0.037664 | 0.0014501 | 0.058546 | 0.00030836 | 0 | 0 | 3.993 | 0.23651 | 0.024126 | 0.016776 | 0.015268 | 0.00029297 | 0.015598 | 0.0011417 | 0.015265 | 0.00030836 | 0.015268 | 0.00024935 | 0.014874 | 5.9013e-05 | 0.74045 | 1.5629

## Percentiles
Element | Biorefinery
Variable | FERM product price [$/gal] | WWT CAPEX [MM$] | WWT electricity usage [MW] | Mixer-M701 installed cost [MM$] | Mixer-M701 electricity usage [MW] | InternalCirculationRx-R701 installed cost [MM$] | InternalCirculationRx-R701 electricity usage [MW] | AnMBR-R702 installed cost [MM$] | AnMBR-R702 electricity usage [MW] | PolishingFilter-R703 installed cost [MM$] | PolishingFilter-R703 electricity usage [MW] | Splitter-S701 installed cost [MM$] | Splitter-S701 electricity usage [MW] | Mixer-M703 installed cost [MM$] | Mixer-M703 electricity usage [MW] | BeltThickener-S702 installed cost [MM$] | BeltThickener-S702 electricity usage [MW] | SludgeCentrifuge-S703 installed cost [MM$] | SludgeCentrifuge-S703 electricity usage [MW] | Mixer-M702 installed cost [MM$] | Mixer-M702 electricity usage [MW] | ReverseOsmosis-S704 installed cost [MM$] | ReverseOsmosis-S704 electricity usage [MW] | Pump-R701_eff installed cost [MM$] | Pump-R701_eff electricity usage [MW] | Pump-R701_sludge installed cost [MM$] | Pump-R701_sludge electricity usage [MW] | Pump-S702_eff installed cost [MM$] | Pump-S702_eff electricity usage [MW] | Pump-S702_sludge installed cost [MM$] | Pump-S702_sludge electricity usage [MW] | Pump-S703_eff installed cost [MM$] | Pump-S703_eff electricity usage [MW] | Pump-S703_sludge installed cost [MM$] | Pump-S703_sludge electricity usage [MW] | WWT produced energy [MW]
0 | 0.38178 | 12.7248 | 1639.1567 | 0 | 0 | 0.63845 | 0.012456 | 0.56297 | 0.016491 | 0.35744 | 0.00091891 | 0 | 0 | 0 | 0 | 0.037416 | 0.0010209 | 0.053602 | 0.00021682 | 0 | 0 | 3.0816 | 0.16217 | 0.021356 | 0.012255 | 0.01506 | 0.00020061 | 0.015556 | 0.00080404 | 0.015057 | 0.00021682 | 0.014888 | 0.00017533 | 0.014873 | 4.1487e-05 | 0.39334
0.05 | 0.45126 | 13.8188 | 1835.1651 | 0 | 0 | 0.7063 | 0.013742 | 0.5969 | 0.016491 | 0.38224 | 0.00091891 | 0 | 0 | 0 | 0 | 0.037416 | 0.0011323 | 0.054986 | 0.00023946 | 0 | 0 | 3.3589 | 0.18396 | 0.021968 | 0.013516 | 0.01506 | 0.00022602 | 0.015557 | 0.00089287 | 0.015057 | 0.00023946 | 0.01506 | 0.00019364 | 0.014873 | 4.5819e-05 | 0.5146
0.25 | 0.50852 | 14.7023 | 2012.1228 | 0 | 0 | 0.76427 | 0.015015 | 0.63333 | 0.016491 | 0.41357 | 0.00091891 | 0 | 0 | 0 | 0 | 0.037622 | 0.0012628 | 0.05643 | 0.00026813 | 0 | 0 | 3.6002 | 0.20354 | 0.022568 | 0.014764 | 0.015268 | 0.00025146 | 0.015557 | 0.00099455 | 0.015265 | 0.00026813 | 0.01506 | 0.00021682 | 0.014874 | 5.1309e-05 | 0.62855
0.5 | 0.54523 | 15.374 | 2161.8324 | 0 | 0 | 0.81103 | 0.016073 | 0.65647 | 0.016491 | 0.45052 | 0.00091891 | 0 | 0 | 0 | 0 | 0.037623 | 0.0013628 | 0.057472 | 0.00028974 | 0 | 0 | 3.8001 | 0.22014 | 0.023664 | 0.0158 | 0.015268 | 0.00027278 | 0.015558 | 0.0010728 | 0.015265 | 0.00028974 | 0.01506 | 0.00023429 | 0.014874 | 5.5449e-05 | 0.7178
0.75 | 0.59645 | 16.0837 | 2331.4012 | 0 | 0 | 0.86571 | 0.017081 | 0.68839 | 0.019491 | 0.50113 | 0.00091891 | 0 | 0 | 0 | 0 | 0.037663 | 0.0014558 | 0.058649 | 0.00031035 | 0 | 0 | 3.9891 | 0.23617 | 0.024132 | 0.016788 | 0.015268 | 0.00029325 | 0.015597 | 0.0011454 | 0.015265 | 0.00031035 | 0.015268 | 0.00025097 | 0.014874 | 5.938e-05 | 0.81994
0.95 | 0.65976 | 16.9521 | 2526.1841 | 0 | 0 | 0.94797 | 0.01836 | 0.73093 | 0.019491 | 0.57935 | 0.00091891 | 0 | 0 | 0 | 0 | 0.037664 | 0.0015872 | 0.05998 | 0.00033969 | 0 | 0 | 4.2408 | 0.25798 | 0.02472 | 0.018041 | 0.015268 | 0.00031942 | 0.015598 | 0.0012476 | 0.015265 | 0.00033969 | 0.015268 | 0.0002747 | 0.014874 | 6.4989e-05 | 0.9827
1 | 0.75609 | 18.4326 | 2750.4083 | 0 | 0 | 1.0243 | 0.019855 | 0.78309 | 0.019491 | 0.75168 | 0.00091891 | 0 | 0 | 0 | 0 | 0.037664 | 0.001714 | 0.061097 | 0.00036638 | 0 | 0 | 4.5228 | 0.28299 | 0.026036 | 0.019505 | 0.015268 | 0.00035022 | 0.015598 | 0.0013476 | 0.015266 | 0.00036638 | 0.015268 | 0.00029627 | 0.014875 | 7.011e-05 | 1.1785

## Spearman
Element | Parameter | FERM product price [$/gal] | WWT CAPEX [MM$] | WWT electricity usage [MW] | Mixer-M701 installed cost [MM$] | Mixer-M701 electricity usage [MW] | InternalCirculationRx-R701 installed cost [MM$] | InternalCirculationRx-R701 electricity usage [MW] | AnMBR-R702 installed cost [MM$] | AnMBR-R702 electricity usage [MW] | PolishingFilter-R703 installed cost [MM$] | PolishingFilter-R703 electricity usage [MW] | Splitter-S701 installed cost [MM$] | Splitter-S701 electricity usage [MW] | Mixer-M703 installed cost [MM$] | Mixer-M703 electricity usage [MW] | BeltThickener-S702 installed cost [MM$] | BeltThickener-S702 electricity usage [MW] | SludgeCentrifuge-S703 installed cost [MM$] | SludgeCentrifuge-S703 electricity usage [MW] | Mixer-M702 installed cost [MM$] | Mixer-M702 electricity usage [MW] | ReverseOsmosis-S704 installed cost [MM$] | ReverseOsmosis-S704 electricity usage [MW] | Pump-R701_eff installed cost [MM$] | Pump-R701_eff electricity usage [MW] | Pump-R701_sludge installed cost [MM$] | Pump-R701_sludge electricity usage [MW] | Pump-S702_eff installed cost [MM$] | Pump-S702_eff electricity usage [MW] | Pump-S702_sludge installed cost [MM$] | Pump-S702_sludge electricity usage [MW] | Pump-S703_eff installed cost [MM$] | Pump-S703_eff electricity usage [MW] | Pump-S703_sludge installed cost [MM$] | Pump-S703_sludge electricity usage [MW] | WWT produced energy [MW]
Stream-corn | Feedstock flowrate [kg/hr] | -0.089981 | 0.90149 | 0.96973 |  |  | 0.45583 | 0.9701 | 0.54952 | 0.1825 | 0.29492 | [5 empty] | 0.51667 | 0.98415 | 0.98712 | 0.98595 |  |  | 0.96941 | 0.96941 | 0.97009 | 0.9701 | 0.43404 | 0.97008 | 0.29763 | 0.98368 | 0.20557 | 0.98595 | 0.56234 | 0.98599 | -0.040383 | 0.98572 | 0.53333
Liquefaction-V310 | PT glucan-to-glucose [-] | 0.0023276 | 0.012298 | -0.006356 |  |  | 0.0062204 | -0.0057951 | -0.0076229 | -0.0072436 | 0.05132 | [5 empty] | -0.016131 | -0.0089242 | -0.010209 | -0.0098402 |  |  | -0.0061658 | -0.0061658 | -0.0058086 | -0.0057944 | 0.019159 | -0.0058119 | -0.01432 | -0.0085845 | 0.028532 | -0.0098402 | 0.015749 | -0.0098122 | 0.036458 | -0.0097128 | 0.0024873
Simultaneous saccharification fermentation-V405 | FERM glucose-to-product [-] | -0.69322 | 0.30239 | 0.24353 |  |  | 0.56757 | 0.24363 | 0.10449 | 0.021896 | 0.083456 | [5 empty] | 0.11463 | 0.18092 | 0.16395 | 0.17084 |  |  | 0.24427 | 0.24427 | 0.24366 | 0.24363 | 0.77403 | 0.24372 | 0.056619 | 0.18346 | 0.86167 | 0.17084 | 0.68498 | 0.17059 | 0.99419 | 0.172 | 0.58257
Internal circulation rx-R701 | IC organic loading rate [kg COD/m3/hr] | -0.054718 | -0.076343 | 0.03589 |  |  | -0.63037 | 0.03828 | 0.035872 | -0.026978 | 0.017364 | [5 empty] | 0.066987 | 0.036905 | 0.036398 | 0.036589 |  |  | 0.035766 | 0.035766 | 0.038279 | 0.038276 | 0.062893 | 0.038333 | 0.014518 | 0.036885 | 0.074315 | 0.036589 | 0.049966 | 0.036607 | 0.034543 | 0.03655 | 0.066498
| IC biomass conc. ratio [-] | 0.031589 | -0.047874 | -0.031215 |  |  | -0.018154 | -0.032147 | -0.042989 | -0.0034461 | -0.061241 | [5 empty] | 0.0079903 | -0.037338 | -0.032917 | -0.032856 |  |  | -0.031076 | -0.031076 | -0.032156 | -0.032152 | -0.05362 | -0.031598 | 0.0066276 | -0.038592 | -0.022602 | -0.032856 | 0.0012326 | -0.032903 | -0.019945 | -0.033027 | -0.03646
An MBR-R702 | An MBR max membrane flux [L/m2/hr] | -0.058861 | 0.027155 | 0.023975 |  |  | 0.012706 | 0.023471 | 0.031542 | 0.0066791 | 0.0086433 | [5 empty] | -0.0081092 | 0.021803 | 0.0219 | 0.022 |  |  | 0.023838 | 0.023838 | 0.02347 | 0.023471 | 0.034265 | 0.023486 | -0.0088569 | 0.021479 | 0.031852 | 0.022 | 0.031797 | 0.021922 | 0.032596 | 0.021985 | 0.038282
| An MBR transmembrane pressure [psi] | -0.012416 | -0.044104 | -0.052085 |  |  | 0.012873 | -0.053435 | -0.019782 | -0.019366 | -0.049787 | [5 empty] | -0.039392 | -0.056299 | -0.056948 | -0.056296 |  |  | -0.052104 | -0.052104 | -0.053424 | -0.053432 | -0.014869 | -0.053315 | -0.028239 | -0.056077 | 0.010136 | -0.056296 | -0.015773 | -0.056267 | 0.028181 | -0.056385 | -0.027369
| An MBR internal recirculation ratio [-] | -0.026781 | 0.071433 | 0.06165 |  |  | 0.019682 | 0.061197 | 0.071843 | 0.017122 | 0.064463 | [5 empty] | 0.0042593 | 0.0654 | 0.06632 | 0.065813 |  |  | 0.061655 | 0.061655 | 0.061196 | 0.061196 | 0.01153 | 0.061125 | -0.0086613 | 0.065345 | -0.035037 | 0.065813 | 0.0312 | 0.065879 | -0.032503 | 0.065855 | 0.0067859
| An MBR cross flow velocity [m/s] | 0.024846 | 0.029354 | 0.036975 |  |  | 0.01977 | 0.034293 | 0.015817 | 0.0010533 | 0.0048831 | [5 empty] | 0.0067327 | 0.036343 | 0.036155 | 0.036105 |  |  | 0.037219 | 0.037219 | 0.034284 | 0.034293 | 0.023496 | 0.034324 | 0.0036516 | 0.036296 | 0.019622 | 0.036105 | 0.0080661 | 0.03616 | 0.013922 | 0.036237 | 0.021614
| An MBR specific gas demand [m3/m2/hr] | 0.00769 | 0.010149 | 0.0065944 |  |  | 0.010777 | 0.0073816 | 0.031433 | 0.029263 | -0.0030174 | [5 empty] | 0.017635 | 0.0094539 | 0.0093965 | 0.0096079 |  |  | 0.0065029 | 0.0065029 | 0.0073658 | 0.0073795 | -0.036052 | 0.0073969 | 0.031177 | 0.0093115 | -0.027037 | 0.0096079 | 0.011363 | 0.0096782 | -0.015857 | 0.0096535 | -0.0023914
| An MBR biomass yield [-] | -0.031198 | 0.017803 | 0.0095255 |  |  | 0.020831 | 0.010269 | 0.011956 | 0.016025 | 0.041065 | [5 empty] | -0.010276 | 0.0099768 | 0.0096357 | 0.0097961 |  |  | 0.0096599 | 0.0096599 | 0.010286 | 0.010273 | -0.022048 | 0.010298 | 0.03994 | 0.010049 | -0.028988 | 0.0097961 | 0.015262 | 0.0097993 | 0.0075341 | 0.0095788 | 0.0054935
| An MBR upflow velocity for GAC [m/hr] | -0.01666 | 0.0056703 | 0.015399 |  |  | 0.0034024 | 0.013807 | -0.0087786 | -0.035206 | -0.0062741 | [5 empty] | 0.027583 | 0.012656 | 0.012845 | 0.013019 |  |  | 0.01554 | 0.01554 | 0.013803 | 0.013804 | 0.012512 | 0.013842 | 0.010727 | 0.012522 | 0.025734 | 0.013019 | -0.0059623 | 0.013006 | 0.015264 | 0.013123 | 0.039204
Polishing filter-R703 | Ae F organic loading rate [kg COD/m3/hr] | -0.018429 | -0.07217 | 0.044661 |  |  | 0.0081839 | 0.045015 | 0.0092643 | 0.066963 | -0.45464 | [5 empty] | 0.047459 | 0.041635 | 0.041601 | 0.041561 |  |  | 0.04462 | 0.04462 | 0.045003 | 0.045016 | -0.00090973 | 0.045139 | 0.099701 | 0.041737 | -0.0027029 | 0.041561 | 0.072012 | 0.041571 | 0.020617 | 0.041504 | 0.047673
| Ae F hydraulic loading rate [m/hr] | 0.0042802 | -0.17789 | -0.0015568 |  |  | 0.028958 | 0.00062564 | -0.0050557 | 0.023968 | -0.76291 | [5 empty] | -0.045465 | 0.00065658 | 0.00060458 | 0.00074432 |  |  | -0.0019736 | -0.0019736 | 0.00060334 | 0.00062603 | -0.01513 | 0.00057607 | -0.019234 | 0.00065188 | -0.018711 | 0.00074432 | 0.00044143 | 0.00072761 | 0.0082165 | 0.0008089 | 0.024986
CHP-CHP | CHP combined efficiency [-] | 0.070715 | -0.010606 | 0.0068595 |  |  | -0.043595 | 0.0069306 | 0.0052719 | -0.015947 | -0.043276 | [5 empty] | 0.023327 | 0.0066866 | 0.0067917 | 0.0066563 |  |  | 0.0067875 | 0.0067875 | 0.0069516 | 0.0069294 | -0.023412 | 0.0068643 | 0.0081193 | 0.0066149 | -0.010955 | 0.0066563 | -0.0085115 | 0.0066904 | -0.033403 | 0.0066779 | 0.57534
Stream-naocl R702 | Naocl r702 price [USD/kg] | -0.052658 | 0.035784 | 0.034417 |  |  | 0.057299 | 0.034414 | -0.010523 | 0.0055459 | -0.0064108 | [5 empty] | 0.018427 | 0.029081 | 0.027622 | 0.028401 |  |  | 0.034483 | 0.034483 | 0.034411 | 0.034408 | 0.060535 | 0.0344 | 0.032697 | 0.028959 | 0.055389 | 0.028401 | 0.072259 | 0.028375 | 0.07773 | 0.028335 | 0.033331
Stream-citric R702 | Citric r702 price [USD/kg] | -0.021465 | 0.06271 | 0.054916 |  |  | 0.043293 | 0.055405 | 0.053413 | 0.0199 | 0.027358 | [5 empty] | 0.026683 | 0.052797 | 0.052747 | 0.052719 |  |  | 0.0547 | 0.0547 | 0.055431 | 0.055406 | 0.045357 | 0.055381 | 0.036113 | 0.052932 | 0.030153 | 0.052719 | 0.048758 | 0.052719 | 0.035122 | 0.052689 | 0.046543
Stream-bisulfite R702 | Bisulfite r702 price [USD/kg] | 0.020038 | -0.062397 | -0.060632 |  |  | -0.031336 | -0.057082 | -0.055531 | 0.0066886 | -0.030038 | [5 empty] | -0.01947 | -0.057803 | -0.058165 | -0.058196 |  |  | -0.061167 | -0.061167 | -0.057068 | -0.057083 | -0.01614 | -0.057044 | -0.012644 | -0.057755 | -0.013913 | -0.058196 | -0.031495 | -0.058214 | -0.014895 | -0.058011 | -0.051281
Stream-corn | Corn price [USD/kg] | 0.67595 | 0.031191 | 0.034306 |  |  | 0.037013 | 0.033392 | 0.015106 | 0.023482 | -0.0072601 | [5 empty] | -0.015071 | 0.036525 | 0.036724 | 0.036624 |  |  | 0.034307 | 0.034307 | 0.033378 | 0.033393 | 0.012741 | 0.033403 | 0.0054985 | 0.036438 | -0.013954 | 0.036624 | 0.0008882 | 0.036604 | -0.0089654 | 0.036685 | 0.051313
Stream-ammonia | Ammonia price [USD/kg] | 0.033163 | -0.00018194 | -0.010075 |  |  | -0.0085592 | -0.010549 | -0.0046733 | -0.069909 | 0.019388 | [5 empty] | -0.020661 | -0.0090474 | -0.008044 | -0.0084463 |  |  | -0.010286 | -0.010286 | -0.010539 | -0.010545 | -0.026428 | -0.010508 | -0.034922 | -0.0092263 | -0.023977 | -0.0084463 | -0.056517 | -0.008438 | -0.040087 | -0.0084753 | -0.027569
Stream-lime | Lime price [USD/kg] | 0.0197 | -0.028135 | -0.017894 |  |  | -0.068717 | -0.018068 | -0.0011828 | 0.010128 | -0.022605 | [5 empty] | 0.008015 | -0.015976 | -0.015209 | -0.015613 |  |  | -0.017976 | -0.017976 | -0.018076 | -0.018078 | -0.04005 | -0.018031 | -0.0017817 | -0.01612 | -0.032863 | -0.015613 | -0.037815 | -0.015552 | -0.054196 | -0.015682 | -0.0035352
Stream-alpha amylase | Alpha amylase price [USD/kg] | -0.006459 | 0.036263 | 0.050632 |  |  | 0.037745 | 0.052137 | 0.004009 | -0.032057 | -0.0024946 | [5 empty] | 0.0099377 | 0.049956 | 0.049416 | 0.049598 |  |  | 0.050301 | 0.050301 | 0.052148 | 0.052139 | 0.030085 | 0.052041 | -0.01793 | 0.050074 | 0.026298 | 0.049598 | 0.02527 | 0.049602 | 0.0044233 | 0.049642 | 0.0085003
Stream-gluco amylase | Gluco amylase price [USD/kg] | 0.059005 | -0.0090549 | -0.0010944 |  |  | -0.0045496 | -0.001966 | 0.028501 | 0.010176 | -0.044488 | [5 empty] | -0.019792 | -0.00019675 | -0.00023188 | -0.00031409 |  |  | -0.00085188 | -0.00085188 | -0.0019653 | -0.0019616 | -0.016781 | -0.0019363 | 0.0093114 | -0.00035538 | -0.028131 | -0.00031409 | -0.010239 | -0.00031684 | -0.019354 | -0.00016621 | -0.028879
Stream-sulfuric acid | Sulfuric acid price [USD/kg] | -0.0073822 | 0.031444 | 0.01583 |  |  | 0.023771 | 0.013867 | 0.049786 | 0.025762 | 0.045387 | [5 empty] | 0.0066458 | 0.012581 | 0.011917 | 0.012234 |  |  | 0.01603 | 0.01603 | 0.013879 | 0.013868 | -0.0018779 | 0.013944 | 0.01876 | 0.012578 | -0.0037967 | 0.012234 | 0.030994 | 0.012196 | 0.0035491 | 0.012131 | 0.0086818
Stream-yeast | Yeast price [USD/kg] | -0.01894 | 0.0018567 | 0.0027744 |  |  | -0.0065765 | 0.0012079 | 0.014581 | -0.025914 | -0.011664 | [5 empty] | -0.034883 | 0.0003763 | 0.00044302 | 0.00078101 |  |  | 0.0028438 | 0.0028438 | 0.0012206 | 0.0012002 | 0.03264 | 0.0012155 | -0.053039 | 0.00035659 | 0.028334 | 0.00078101 | 0.01244 | 0.00082145 | 0.022144 | 0.0008248 | 0.047571
Stream-denaturant | Denaturant price [USD/kg] | 0.00086785 | 0.029425 | 0.021085 |  |  | 0.001818 | 0.021444 | 0.02332 | 0.0087191 | 0.043469 | [5 empty] | -0.0052166 | 0.022338 | 0.022542 | 0.022414 |  |  | 0.0211 | 0.0211 | 0.021423 | 0.021443 | -0.027478 | 0.021455 | 0.033862 | 0.02234 | -0.032765 | 0.022414 | -0.0031194 | 0.022473 | -0.007169 | 0.022399 | 0.011061
Stream-steam | Steam price [USD/kg] | -0.012062 | 0.0023553 | -0.000581 |  |  | 0.016917 | 0.00013788 | -0.011396 | -0.0018297 | 0.0017064 | [5 empty] | -0.021698 | -0.0007157 | -0.0014453 | -0.0012183 |  |  | -0.00090582 | -0.00090582 | 0.00014748 | 0.00014366 | 0.0091963 | 0.00011869 | -0.02429 | -0.00051991 | 0.014088 | -0.0012183 | -0.014308 | -0.0012654 | -0.0067296 | -0.0011636 | -0.025779
Stream-crude oil | Crude oil price [USD/kg] | 0.0050452 | 0.014613 | 0.016003 |  |  | 0.00047423 | 0.013871 | 0.029125 | -0.03039 | 0.013488 | [5 empty] | 0.027279 | 0.017068 | 0.018361 | 0.017863 |  |  | 0.016105 | 0.016105 | 0.013875 | 0.013872 | -0.023143 | 0.013933 | -0.0098623 | 0.016968 | -0.014174 | 0.017863 | -0.03079 | 0.017909 | -0.043723 | 0.017724 | 0.0068459
Stream-ethanol | Ethanol price [USD/kg] | -0.0015587 | 0.0015951 | -0.0039392 |  |  | -0.019907 | -0.0040922 | 0.017268 | -0.008587 | 0.013561 | [5 empty] | -0.010502 | -0.0046239 | -0.0044995 | -0.0043798 |  |  | -0.0039016 | -0.0039016 | -0.0040777 | -0.004091 | 0.023459 | -0.0040892 | -0.016835 | -0.0046087 | 0.0089999 | -0.0043798 | -0.0083285 | -0.0044227 | -0.0070396 | -0.0043689 | 0.004286
Stream-DDGS | DDGS price [USD/kg] | -0.14956 | -0.023074 | -0.022157 |  |  | -0.032322 | -0.021512 | -0.019976 | 0.0005895 | 0.013773 | [5 empty] | -0.03754 | -0.01974 | -0.018829 | -0.019152 |  |  | -0.022272 | -0.022272 | -0.0215 | -0.021512 | -0.022962 | -0.021504 | -0.021775 | -0.019932 | -0.026407 | -0.019152 | -0.031246 | -0.019147 | -0.013088 | -0.019125 | -0.03993
Stream-corn | Electricity price [$/kWh] | 0.011165 | -0.016657 | -0.024446 |  |  | -0.041925 | -0.024607 | -0.011168 | -0.0057734 | 0.035593 | [5 empty] | 0.012105 | -0.023518 | -0.023245 | -0.023076 |  |  | -0.02451 | -0.02451 | -0.024607 | -0.024605 | -0.028724 | -0.02455 | -0.00022086 | -0.023631 | -0.012484 | -0.023076 | -0.023146 | -0.023094 | -0.02217 | -0.023146 | -0.049576
An MBR-R702 | An MBR membrane lifetime [yr] | -0.0054671 | 0.0084421 | -0.0067359 |  |  | 0.026085 | -0.0050958 | 0.02909 | 0.023233 | 0.006307 | [5 empty] | -0.012717 | -0.0044664 | -0.0045661 | -0.0044794 |  |  | -0.0068429 | -0.0068429 | -0.0051014 | -0.0050952 | -0.00099517 | -0.0051507 | -0.026541 | -0.0041004 | -0.014158 | -0.0044794 | -0.012135 | -0.0044752 | -0.028453 | -0.0045327 | -0.041571
| An MBR membrane unit cost [$/ft2] | 0.052308 | -0.003226 | 0.008565 |  |  | -0.0029583 | 0.0088097 | -0.027704 | 0.013129 | -0.025832 | [5 empty] | 0.01307 | 0.010812 | 0.01152 | 0.011192 |  |  | 0.0083714 | 0.0083714 | 0.0088199 | 0.0088131 | -0.040658 | 0.0088385 | 0.017326 | 0.010727 | -0.015295 | 0.011192 | 0.014559 | 0.011204 | -0.027731 | 0.011189 | -0.016757
| An MBR hydraulic retention time [hr] | 0.05067 | 0.046714 | -0.083275 |  |  | -0.081106 | -0.083418 | 0.7609 | -0.044009 | -0.019342 | [5 empty] | -0.059383 | -0.080871 | -0.08002 | -0.080376 |  |  | -0.083425 | -0.083425 | -0.083419 | -0.083425 | -0.063106 | -0.083385 | -0.047692 | -0.080906 | -0.063408 | -0.080376 | -0.088176 | -0.080372 | -0.052803 | -0.080391 | -0.069932

## Raw data
Element | Stream-corn | Liquefaction-V310 | Simultaneous saccharification fermentation-V405 | Internal circulation rx-R701 |  | An MBR-R702 | [6 empty] | Polishing filter-R703 |  | CHP-CHP | Stream-naocl R702 | Stream-citric R702 | Stream-bisulfite R702 | Stream-corn | Stream-ammonia | Stream-lime | Stream-alpha amylase | Stream-gluco amylase | Stream-sulfuric acid | Stream-yeast | Stream-denaturant | Stream-steam | Stream-crude oil | Stream-ethanol | Stream-DDGS | Stream-corn | An MBR-R702 |  |  | Biorefinery
Variable | Feedstock flowrate [kg/hr] | PT glucan-to-glucose [-] | FERM glucose-to-product [-] | IC organic loading rate [kg COD/m3/hr] | IC biomass conc. ratio [-] | An MBR max membrane flux [L/m2/hr] | An MBR transmembrane pressure [psi] | An MBR internal recirculation ratio [-] | An MBR cross flow velocity [m/s] | An MBR specific gas demand [m3/m2/hr] | An MBR biomass yield [-] | An MBR upflow velocity for GAC [m/hr] | Ae F organic loading rate [kg COD/m3/hr] | Ae F hydraulic loading rate [m/hr] | CHP combined efficiency [-] | Naocl r702 price [USD/kg] | Citric r702 price [USD/kg] | Bisulfite r702 price [USD/kg] | Corn price [USD/kg] | Ammonia price [USD/kg] | Lime price [USD/kg] | Alpha amylase price [USD/kg] | Gluco amylase price [USD/kg] | Sulfuric acid price [USD/kg] | Yeast price [USD/kg] | Denaturant price [USD/kg] | Steam price [USD/kg] | Crude oil price [USD/kg] | Ethanol price [USD/kg] | DDGS price [USD/kg] | Electricity price [$/kWh] | An MBR membrane lifetime [yr] | An MBR membrane unit cost [$/ft2] | An MBR hydraulic retention time [hr] | FERM product price [$/gal] | WWT CAPEX [MM$] | WWT electricity usage [MW] | Mixer-M701 installed cost [MM$] | Mixer-M701 electricity usage [MW] | InternalCirculationRx-R701 installed cost [MM$] | InternalCirculationRx-R701 electricity usage [MW] | AnMBR-R702 installed cost [MM$] | AnMBR-R702 electricity usage [MW] | PolishingFilter-R703 installed cost [MM$] | PolishingFilter-R703 electricity usage [MW] | Splitter-S701 installed cost [MM$] | Splitter-S701 electricity usage [MW] | Mixer-M703 installed cost [MM$] | Mixer-M703 electricity usage [MW] | BeltThickener-S702 installed cost [MM$] | BeltThickener-S702 electricity usage [MW] | SludgeCentrifuge-S703 installed cost [MM$] | SludgeCentrifuge-S703 electricity usage [MW] | Mixer-M702 installed cost [MM$] | Mixer-M702 electricity usage [MW] | ReverseOsmosis-S704 installed cost [MM$] | ReverseOsmosis-S704 electricity usage [MW] | Pump-R701_eff installed cost [MM$] | Pump-R701_eff electricity usage [MW] | Pump-R701_sludge installed cost [MM$] | Pump-R701_sludge electricity usage [MW] | Pump-S702_eff installed cost [MM$] | Pump-S702_eff electricity usage [MW] | Pump-S702_sludge installed cost [MM$] | Pump-S702_sludge electricity usage [MW] | Pump-S703_eff installed cost [MM$] | Pump-S703_eff electricity usage [MW] | Pump-S703_sludge installed cost [MM$] | Pump-S703_sludge electricity usage [MW] | WWT produced energy [MW]
0 | 51278.8332 | 0.79968 | 0.84126 | 1.1215 | 1.4965 | 8.961 | 3.6639 | 2.3078 | 1.0877 | 1.0637 | 0.069707 | 7.5935 | 1.2918 | 0.2827 | 0.34697 | 0.16443 | 0.31415 | 0.082776 | 0.13174 | 0.40957 | 0.21018 | 2.4545 | 2.1658 | 0.076976 | 2.1239 | 0.42394 | 0.010678 | 0.54716 | 0.52562 | 0.13062 | 0.08004 | 11.8751 | 6.7247 | 12.5149 | 0.53594 | 16.4237 | 2386.6015 | 0 | 0 | 0.88018 | 0.01746 | 0.70113 | 0.019491 | 0.4798 | 0.00091891 | 0 | 0 | 0 | 0 | 0.037663 | 0.0014983 | 0.059069 | 0.00031955 | 0 | 0 | 4.0613 | 0.24237 | 0.024306 | 0.017159 | 0.015268 | 0.00030095 | 0.015598 | 0.0011788 | 0.015265 | 0.00031955 | 0.015268 | 0.0002584 | 0.014874 | 6.1142e-05 | 0.81246
1 | 44407.0303 | 0.86875 | 0.95027 | 1.1143 | 1.8355 | 10.2849 | 3.2035 | 3.3892 | 1.0095 | 0.44916 | 0.049043 | 9.9109 | 3.7411 | 0.22927 | 0.37304 | 0.15901 | 0.35091 | 0.084957 | 0.15469 | 0.48672 | 0.21583 | 2.0806 | 2.4505 | 0.077163 | 2.0439 | 0.47376 | 0.01337 | 0.56308 | 0.51879 | 0.11767 | 0.062619 | 7.9871 | 7.3154 | 15.4782 | 0.57771 | 15.5953 | 2138.6168 | 0 | 0 | 0.88814 | 0.015901 | 0.70544 | 0.016491 | 0.43853 | 0.00091891 | 0 | 0 | 0 | 0 | 0.037623 | 0.0013342 | 0.057165 | 0.00028346 | 0 | 0 | 3.7695 | 0.21758 | 0.023584 | 0.015632 | 0.015268 | 0.00026933 | 0.015557 | 0.0010508 | 0.015265 | 0.00028346 | 0.01506 | 0.00022921 | 0.014874 | 5.4248e-05 | 0.87924
2 | 48927.2659 | 0.89871 | 0.74206 | 1.0267 | 1.8661 | 8.461 | 3.5153 | 2.2596 | 1.1122 | 1.0028 | 0.066392 | 8.0763 | 3.6612 | 0.19338 | 0.27136 | 0.11695 | 0.34262 | 0.068626 | 0.1437 | 0.43937 | 0.18571 | 2.7555 | 2.0779 | 0.093773 | 1.909 | 0.51379 | 0.010508 | 0.64185 | 0.53125 | 0.13894 | 0.074612 | 11.421 | 8.6826 | 15.5413 | 0.63257 | 15.8515 | 2205.7501 | 0 | 0 | 0.83691 | 0.016349 | 0.7152 | 0.016491 | 0.47091 | 0.00091891 | 0 | 0 | 0 | 0 | 0.037622 | 0.0013999 | 0.057907 | 0.00029856 | 0 | 0 | 3.8577 | 0.225 | 0.023792 | 0.016071 | 0.015268 | 0.00027838 | 0.015557 | 0.0011013 | 0.015265 | 0.00029856 | 0.01506 | 0.00024145 | 0.014873 | 5.7115e-05 | 0.52167
3 | 49294.0494 | 0.95346 | 0.99167 | 1.4817 | 1.1806 | 14.7913 | 0.8261 | 2.6344 | 1.6111 | 0.12087 | 0.032483 | 8.425 | 0.77521 | 0.16652 | 0.30869 | 0.12321 | 0.27718 | 0.084037 | 0.12431 | 0.39177 | 0.18957 | 2.0167 | 2.5083 | 0.080828 | 1.8855 | 0.39806 | 0.014589 | 0.52678 | 0.43728 | 0.13172 | 0.077911 | 10.3554 | 7.4519 | 8.611 | 0.45454 | 16.7672 | 2407.1082 | 0 | 0 | 0.84491 | 0.017544 | 0.6402 | 0.019491 | 0.63213 | 0.00091891 | 0 | 0 | 0 | 0 | 0.037663 | 0.0015768 | 0.05998 | 0.00034048 | 0 | 0 | 4.087 | 0.2446 | 0.024345 | 0.017241 | 0.015268 | 0.00030264 | 0.015597 | 0.0012363 | 0.015266 | 0.00034048 | 0.015268 | 0.00027512 | 0.014875 | 6.5354e-05 | 0.85755
4 | 38894.6737 | 0.79752 | 0.98581 | 1.4926 | 1.6221 | 11.16 | 2.4123 | 2.5071 | 0.86794 | 0.43779 | 0.053276 | 6.1592 | 3.0994 | 0.32734 | 0.36147 | 0.14922 | 0.3168 | 0.083806 | 0.11934 | 0.4573 | 0.19449 | 1.9411 | 1.9223 | 0.097003 | 1.8693 | 0.45565 | 0.012789 | 0.62109 | 0.45318 | 0.1218 | 0.079037 | 10.3349 | 7.6835 | 13.3149 | 0.45985 | 14.1388 | 1919.2054 | 0 | 0 | 0.76125 | 0.014364 | 0.6468 | 0.016491 | 0.38656 | 0.00091891 | 0 | 0 | 0 | 0 | 0.037624 | 0.0011838 | 0.055521 | 0.00025033 | 0 | 0 | 3.4751 | 0.19332 | 0.022262 | 0.014126 | 0.01506 | 0.00023843 | 0.015559 | 0.00093343 | 0.015265 | 0.00025033 | 0.01506 | 0.00020242 | 0.014874 | 4.7913e-05 | 0.78131
5 | 50416.5482 | 0.93385 | 0.98812 | 1.4018 | 1.7581 | 7.9683 | 2.015 | 1.8809 | 1.3972 | 0.16847 | 0.065012 | 9.7924 | 2.2618 | 0.22357 | 0.34968 | 0.14367 | 0.33725 | 0.069384 | 0.14934 | 0.4612 | 0.20883 | 2.3686 | 1.8882 | 0.10277 | 2.0222 | 0.43207 | 0.014692 | 0.48771 | 0.47347 | 0.13043 | 0.071975 | 10.454 | 7.9715 | 13.6767 | 0.52685 | 16.7453 | 2453.0234 | 0 | 0 | 0.87073 | 0.017864 | 0.72575 | 0.019491 | 0.48936 | 0.00091891 | 0 | 0 | 0 | 0 | 0.037663 | 0.001519 | 0.059238 | 0.00032371 | 0 | 0 | 4.1483 | 0.2499 | 0.024493 | 0.017555 | 0.015268 | 0.00030927 | 0.015598 | 0.0011953 | 0.015265 | 0.00032371 | 0.015268 | 0.00026176 | 0.014874 | 6.195e-05 | 0.98245
6 | 52067.1249 | 0.7641 | 0.9124 | 1.1015 | 1.448 | 13.9009 | 3.9099 | 3.2035 | 1.6255 | 0.61848 | 0.073975 | 6.9662 | 3.6755 | 0.1853 | 0.33625 | 0.11918 | 0.30724 | 0.07669 | 0.14222 | 0.41364 | 0.19211 | 1.8543 | 2.1506 | 0.097634 | 1.9552 | 0.49423 | 0.01284 | 0.57513 | 0.54989 | 0.14496 | 0.077529 | 8.3783 | 8.365 | 11.3496 | 0.52417 | 16.8408 | 2473.2362 | 0 | 0 | 0.93333 | 0.018009 | 0.68836 | 0.019491 | 0.49753 | 0.00091891 | 0 | 0 | 0 | 0 | 0.037663 | 0.0015452 | 0.059512 | 0.00032961 | 0 | 0 | 4.1735 | 0.2521 | 0.024559 | 0.017697 | 0.015268 | 0.0003122 | 0.015597 | 0.0012156 | 0.015265 | 0.00032961 | 0.015268 | 0.00026653 | 0.014874 | 6.3078e-05 | 0.88342
7 | 43374.7838 | 0.97972 | 0.79609 | 1.3022 | 1.1492 | 15.2319 | 3.7637 | 3.0862 | 0.72728 | 0.155 | 0.05063 | 6.0779 | 0.59946 | 0.40351 | 0.38328 | 0.14886 | 0.32086 | 0.088659 | 0.15681 | 0.4518 | 0.21544 | 1.7824 | 1.8121 | 0.072846 | 1.8083 | 0.50307 | 0.015374 | 0.62508 | 0.52931 | 0.10053 | 0.067845 | 7.8453 | 6.9376 | 10.1442 | 0.68772 | 14.6067 | 2006.4241 | 0 | 0 | 0.75078 | 0.014993 | 0.61786 | 0.016491 | 0.46839 | 0.00091891 | 0 | 0 | 0 | 0 | 0.037623 | 0.0012643 | 0.056442 | 0.00026823 | 0 | 0 | 3.5922 | 0.20288 | 0.022557 | 0.014742 | 0.015268 | 0.00025096 | 0.015558 | 0.00099606 | 0.015265 | 0.00026823 | 0.01506 | 0.00021691 | 0.014874 | 5.1323e-05 | 0.71027
8 | 48476.5757 | 0.82205 | 0.94013 | 1.376 | 1.1348 | 11.2951 | 2.0564 | 1.0192 | 1.4428 | 1.1042 | 0.074953 | 9.693 | 2.2879 | 0.32801 | 0.3152 | 0.13163 | 0.32313 | 0.075831 | 0.14271 | 0.43429 | 0.22095 | 2.1021 | 2.2932 | 0.090316 | 2.1655 | 0.46258 | 0.012103 | 0.54759 | 0.45119 | 0.12076 | 0.057594 | 7.6979 | 9.6121 | 15.6587 | 0.53577 | 16.1199 | 2331.8279 | 0 | 0 | 0.83994 | 0.017075 | 0.74108 | 0.019491 | 0.43045 | 0.00091891 | 0 | 0 | 0 | 0 | 0.037664 | 0.00145 | 0.058542 | 0.00030827 | 0 | 0 | 3.9911 | 0.23635 | 0.024129 | 0.016782 | 0.015268 | 0.00029307 | 0.015598 | 0.0011417 | 0.015265 | 0.00030827 | 0.015268 | 0.00024928 | 0.014874 | 5.8994e-05 | 0.80009
9 | 46725.8159 | 0.98669 | 0.98902 | 1.1893 | 1.6352 | 14.539 | 3.413 | 2.5547 | 1.5592 | 0.92123 | 0.050495 | 9.0445 | 3.2335 | 0.31802 | 0.27652 | 0.13827 | 0.28802 | 0.077723 | 0.12026 | 0.54466 | 0.18241 | 2.1206 | 2.1664 | 0.083047 | 1.5967 | 0.44434 | 0.012725 | 0.49277 | 0.58113 | 0.11989 | 0.071133 | 8.8701 | 7.5898 | 10.7109 | 0.45465 | 15.7091 | 2260.45 | 0 | 0 | 0.90304 | 0.016759 | 0.65027 | 0.016491 | 0.41754 | 0.00091891 | 0 | 0 | 0 | 0 | 0.037622 | 0.0014136 | 0.05797 | 0.00030057 | 0 | 0 | 3.9291 | 0.23105 | 0.023982 | 0.016472 | 0.015268 | 0.0002867 | 0.015557 | 0.001113 | 0.015265 | 0.00030057 | 0.01506 | 0.00024304 | 0.014874 | 5.7527e-05 | 0.72093
10 | 46172.0465 | 0.8332 | 0.91096 | 1.0341 | 1.263 | 14.1317 | 2.7652 | 3.7117 | 1.2008 | 1.046 | 0.050839 | 9.1847 | 1.8802 | 0.11405 | 0.35404 | 0.12655 | 0.39131 | 0.073324 | 0.11998 | 0.44263 | 0.17505 | 2.1726 | 2.0364 | 0.084543 | 2.2407 | 0.43983 | 0.013285 | 0.57296 | 0.50681 | 0.14187 | 0.077469 | 8.3508 | 9.338 | 13.4051 | 0.46741 | 16.4087 | 2200.3001 | 0 | 0 | 0.90979 | 0.016269 | 0.68467 | 0.016491 | 0.59998 | 0.00091891 | 0 | 0 | 0 | 0 | 0.037622 | 0.0013752 | 0.057584 | 0.00029214 | 0 | 0 | 3.8522 | 0.22453 | 0.023755 | 0.015992 | 0.015268 | 0.00027671 | 0.015557 | 0.0010831 | 0.015265 | 0.00029214 | 0.01506 | 0.00023623 | 0.014874 | 5.5905e-05 | 0.8232
11 | 37530.4312 | 0.84479 | 0.96243 | 1.274 | 1.6843 | 11.0511 | 4.0153 | 1.2548 | 1.3552 | 0.67233 | 0.078884 | 9.3929 | 0.81593 | 0.19956 | 0.39651 | 0.12865 | 0.29891 | 0.074157 | 0.12088 | 0.45105 | 0.20656 | 1.8358 | 2.3651 | 0.10551 | 2.2361 | 0.48656 | 0.012223 | 0.57312 | 0.55437 | 0.098445 | 0.074034 | 12.9117 | 6.1935 | 10.7547 | 0.49734 | 14.2913 | 1855.3605 | 0 | 0 | 0.78903 | 0.013868 | 0.60929 | 0.016491 | 0.49717 | 0.00091891 | 0 | 0 | 0 | 0 | 0.037416 | 0.001136 | 0.055005 | 0.00024029 | 0 | 0 | 3.3889 | 0.18636 | 0.022028 | 0.01364 | 0.01506 | 0.00022854 | 0.015559 | 0.00089571 | 0.015057 | 0.00024029 | 0.01506 | 0.0001943 | 0.014874 | 4.5989e-05 | 0.80246
12 | 49818.2785 | 0.88369 | 0.90416 | 1.0988 | 1.5837 | 12.9913 | 2.4351 | 2.9009 | 0.62187 | 1.0594 | 0.053046 | 6.6082 | 0.85061 | 0.37935 | 0.34026 | 0.14463 | 0.32116 | 0.07031 | 0.1352 | 0.52275 | 0.19444 | 2.2178 | 2.4341 | 0.086674 | 2.042 | 0.48529 | 0.012127 | 0.46735 | 0.5275 | 0.12623 | 0.078945 | 12.0158 | 6.9572 | 12.298 | 0.53089 | 16.4442 | 2372.3368 | 0 | 0 | 0.91231 | 0.017318 | 0.6915 | 0.019491 | 0.48529 | 0.00091891 | 0 | 0 | 0 | 0 | 0.037663 | 0.0014771 | 0.058842 | 0.00031473 | 0 | 0 | 4.0442 | 0.24091 | 0.024241 | 0.01702 | 0.015268 | 0.00029808 | 0.015598 | 0.0011624 | 0.015265 | 0.00031473 | 0.015268 | 0.00025451 | 0.014874 | 6.0229e-05 | 0.84576
13 | 47736.9997 | 0.85547 | 0.8006 | 1.2569 | 1.3988 | 11.5671 | 2.226 | 1.603 | 1.0514 | 0.20949 | 0.035076 | 9.002 | 1.4971 | 0.25844 | 0.33919 | 0.15243 | 0.3042 | 0.085147 | 0.12894 | 0.50113 | 0.19573 | 2.5905 | 1.908 | 0.074276 | 2.1282 | 0.38071 | 0.011042 | 0.60697 | 0.53058 | 0.11264 | 0.057813 | 11.7131 | 8.6061 | 14.7875 | 0.56221 | 15.6139 | 2193.4219 | 0 | 0 | 0.79449 | 0.016267 | 0.70332 | 0.016491 | 0.4588 | 0.00091891 | 0 | 0 | 0 | 0 | 0.037622 | 0.0013873 | 0.057747 | 0.0002953 | 0 | 0 | 3.8416 | 0.22364 | 0.023754 | 0.01599 | 0.015268 | 0.00027668 | 0.015557 | 0.001092 | 0.015265 | 0.0002953 | 0.01506 | 0.0002388 | 0.014874 | 5.6501e-05 | 0.69639
14 | 42783.9405 | 0.84403 | 0.9414 | 1.3626 | 1.294 | 12.4426 | 2.2116 | 1.8485 | 0.7618 | 0.29226 | 0.050344 | 6.3359 | 0.791 | 0.11858 | 0.35113 | 0.15224 | 0.31955 | 0.07894 | 0.13729 | 0.47084 | 0.20186 | 1.8104 | 2.6334 | 0.10384 | 2.0394 | 0.32949 | 0.01227 | 0.4951 | 0.42921 | 0.1084 | 0.070781 | 6.2747 | 7.1302 | 14.2499 | 0.53608 | 15.7824 | 2062.3903 | 0 | 0 | 0.80152 | 0.015378 | 0.67557 | 0.016491 | 0.62857 | 0.00091891 | 0 | 0 | 0 | 0 | 0.037623 | 0.0012859 | 0.056637 | 0.00027254 | 0 | 0 | 3.6679 | 0.20912 | 0.02334 | 0.015119 | 0.015268 | 0.00025873 | 0.015558 | 0.0010134 | 0.015265 | 0.00027254 | 0.01506 | 0.00022038 | 0.014874 | 5.2158e-05 | 0.78804
15 | 50509.864 | 0.8704 | 0.88146 | 1.3771 | 1.6683 | 15.7186 | 2.752 | 2.7175 | 0.86138 | 0.074834 | 0.049555 | 8.2506 | 2.3289 | 0.18906 | 0.34067 | 0.14649 | 0.29811 | 0.074455 | 0.15493 | 0.38884 | 0.19312 | 2.0325 | 2.5063 | 0.077803 | 1.9287 | 0.4998 | 0.011607 | 0.56672 | 0.47652 | 0.12172 | 0.079513 | 11.3573 | 9.8953 | 14.7577 | 0.60096 | 16.5149 | 2386.5298 | 0 | 0 | 0.82483 | 0.017413 | 0.73439 | 0.019491 | 0.50224 | 0.00091891 | 0 | 0 | 0 | 0 | 0.037663 | 0.0014891 | 0.058972 | 0.00031753 | 0 | 0 | 4.0625 | 0.24248 | 0.024285 | 0.017113 | 0.015268 | 0.00030003 | 0.015598 | 0.0011716 | 0.015265 | 0.00031753 | 0.015268 | 0.00025677 | 0.014874 | 6.0761e-05 | 0.83196
16 | 47319.2532 | 0.8252 | 0.82391 | 0.99521 | 1.5628 | 12.1702 | 4.2643 | 2.6623 | 1.935 | 0.91173 | 0.037032 | 6.6006 | 2.6887 | 0.28543 | 0.3379 | 0.14331 | 0.37454 | 0.080755 | 0.12865 | 0.46646 | 0.23359 | 1.7969 | 2.1197 | 0.10882 | 1.99 | 0.40172 | 0.015032 | 0.59103 | 0.50185 | 0.12187 | 0.06285 | 12.1308 | 6.157 | 12.4163 | 0.54691 | 15.5707 | 2198.7012 | 0 | 0 | 0.88389 | 0.016242 | 0.66573 | 0.016491 | 0.42612 | 0.00091891 | 0 | 0 | 0 | 0 | 0.037622 | 0.0013811 | 0.05768 | 0.00029395 | 0 | 0 | 3.8502 | 0.22437 | 0.023743 | 0.015966 | 0.015268 | 0.0002762 | 0.015557 | 0.0010872 | 0.015265 | 0.00029395 | 0.01506 | 0.0002377 | 0.014874 | 5.6243e-05 | 0.71188
17 | 47530.5266 | 0.95246 | 0.99435 | 1.1721 | 1.7251 | 13.5557 | 2.5824 | 2.1437 | 1.1376 | 0.41433 | 0.065067 | 9.6658 | 3.6936 | 0.38353 | 0.27212 | 0.14894 | 0.35823 | 0.078116 | 0.1489 | 0.46938 | 0.2344 | 2.375 | 2.4593 | 0.08925 | 1.7541 | 0.40195 | 0.012939 | 0.58839 | 0.45452 | 0.13074 | 0.084008 | 13.9662 | 6.1521 | 12.9703 | 0.52194 | 16.036 | 2328.2378 | 0 | 0 | 0.91791 | 0.017023 | 0.70046 | 0.019491 | 0.4051 | 0.00091891 | 0 | 0 | 0 | 0 | 0.037664 | 0.0014382 | 0.058221 | 0.000306 | 0 | 0 | 3.9873 | 0.23602 | 0.024105 | 0.016731 | 0.015268 | 0.00029209 | 0.015598 | 0.0011322 | 0.015265 | 0.000306 | 0.01506 | 0.00024743 | 0.014874 | 5.8564e-05 | 0.72659
18 | 39691.2534 | 0.96322 | 0.76193 | 1.0889 | 1.2188 | 10.7508 | 4.4272 | 1.8765 | 1.3116 | 0.59634 | 0.029326 | 7.3796 | 3.8106 | 0.3326 | 0.3741 | 0.14821 | 0.3395 | 0.090292 | 0.1382 | 0.37552 | 0.21839 | 2.2611 | 2.4906 | 0.096567 | 2.249 | 0.47074 | 0.012093 | 0.62445 | 0.46035 | 0.12291 | 0.076728 | 11.986 | 6.7047 | 14.6422 | 0.63687 | 13.9062 | 1852.1345 | 0 | 0 | 0.75994 | 0.013801 | 0.65203 | 0.016491 | 0.37795 | 0.00091891 | 0 | 0 | 0 | 0 | 0.037416 | 0.0011516 | 0.055222 | 0.00024403 | 0 | 0 | 3.385 | 0.18605 | 0.021995 | 0.013574 | 0.01506 | 0.00022715 | 0.015559 | 0.00090756 | 0.015057 | 0.00024403 | 0.01506 | 0.00019734 | 0.014874 | 4.6692e-05 | 0.60209
19 | 55613.4792 | 0.94108 | 0.91965 | 1.3116 | 1.1948 | 15.7292 | 4.6753 | 1.3058 | 0.75216 | 0.59581 | 0.044984 | 9.2505 | 1.7795 | 0.22331 | 0.31661 | 0.14238 | 0.3103 | 0.083696 | 0.14024 | 0.4038 | 0.19081 | 2.0132 | 2.2399 | 0.085374 | 1.7883 | 0.39145 | 0.012036 | 0.61023 | 0.46651 | 0.12026 | 0.070561 | 8.6086 | 8.8585 | 10.5875 | 0.52506 | 17.2973 | 2623.0077 | 0 | 0 | 0.89707 | 0.01908 | 0.69217 | 0.019491 | 0.51745 | 0.00091891 | 0 | 0 | 0 | 0 | 0.037662 | 0.0016489 | 0.060496 | 0.00035209 | 0 | 0 | 4.3616 | 0.26862 | 0.025684 | 0.018746 | 0.015268 | 0.00033416 | 0.015597 | 0.0012968 | 0.015265 | 0.00035209 | 0.015268 | 0.00028471 | 0.014874 | 6.7376e-05 | 0.89715
20 | 44618.5047 | 0.91388 | 0.76008 | 1.3137 | 1.2807 | 13.2585 | 2.8146 | 3.6464 | 1.0183 | 0.8768 | 0.045844 | 6.0526 | 1.6717 | 0.26599 | 0.36733 | 0.12391 | 0.339 | 0.091335 | 0.14879 | 0.45459 | 0.19995 | 2.5862 | 2.1046 | 0.091139 | 1.9017 | 0.46123 | 0.014286 | 0.64804 | 0.48786 | 0.12088 | 0.073834 | 13.7284 | 9.5159 | 12.6732 | 0.66661 | 14.6736 | 2037.7378 | 0 | 0 | 0.73964 | 0.015206 | 0.65328 | 0.016491 | 0.43126 | 0.00091891 | 0 | 0 | 0 | 0 | 0.037623 | 0.0012892 | 0.056726 | 0.00027391 | 0 | 0 | 3.6343 | 0.20634 | 0.023259 | 0.014951 | 0.015268 | 0.00025526 | 0.015558 | 0.0010152 | 0.015265 | 0.00027391 | 0.01506 | 0.00022151 | 0.014873 | 5.2408e-05 | 0.66264
21 | 51822.9551 | 0.97258 | 0.79095 | 1.4075 | 1.136 | 14.4605 | 3.5884 | 2.9874 | 1.0837 | 0.85803 | 0.022528 | 8.269 | 2.8696 | 0.31912 | 0.39956 | 0.13482 | 0.35209 | 0.078928 | 0.14803 | 0.42081 | 0.2394 | 2.4227 | 2.1597 | 0.086259 | 1.8381 | 0.45161 | 0.011366 | 0.53747 | 0.42343 | 0.12721 | 0.072918 | 12.5766 | 7.067 | 9.7351 | 0.62429 | 15.7225 | 2369.3721 | 0 | 0 | 0.7803 | 0.017386 | 0.65477 | 0.019491 | 0.42551 | 0.00091891 | 0 | 0 | 0 | 0 | 0.037663 | 0.0014998 | 0.05909 | 0.00031987 | 0 | 0 | 4.0377 | 0.24034 | 0.024273 | 0.017087 | 0.015268 | 0.00029942 | 0.015598 | 0.0011799 | 0.015265 | 0.00031987 | 0.015268 | 0.00025867 | 0.014874 | 6.1201e-05 | 0.87772
22 | 41772.3346 | 0.90411 | 0.89315 | 1.3371 | 1.7098 | 8.6511 | 2.003 | 0.89988 | 1.6572 | 0.54427 | 0.052405 | 7.0314 | 1.9931 | 0.30366 | 0.39507 | 0.15805 | 0.35647 | 0.072091 | 0.11193 | 0.47264 | 0.20314 | 2.1083 | 2.3591 | 0.081228 | 1.8226 | 0.43482 | 0.011795 | 0.47545 | 0.59559 | 0.11642 | 0.069977 | 9.4538 | 8.2068 | 8.8219 | 0.47663 | 14.3207 | 1992.0743 | 0 | 0 | 0.77702 | 0.014896 | 0.59643 | 0.016491 | 0.41396 | 0.00091891 | 0 | 0 | 0 | 0 | 0.037624 | 0.0012387 | 0.056142 | 0.00026242 | 0 | 0 | 3.5732 | 0.20132 | 0.022512 | 0.014647 | 0.015268 | 0.00024908 | 0.015558 | 0.0009763 | 0.015265 | 0.00026242 | 0.01506 | 0.00021221 | 0.014874 | 5.021e-05 | 0.81064
23 | 51345.3782 | 0.8215 | 0.93174 | 1.2422 | 1.668 | 10.6322 | 3.9281 | 2.3325 | 1.7403 | 0.60779 | 0.065598 | 6.5205 | 3.9739 | 0.31767 | 0.38061 | 0.14826 | 0.27244 | 0.095746 | 0.14913 | 0.38858 | 0.18285 | 2.5845 | 2.4851 | 0.093071 | 1.5108 | 0.42861 | 0.012954 | 0.62991 | 0.49633 | 0.11086 | 0.071435 | 11.3276 | 6.1266 | 13.1642 | 0.55814 | 16.4643 | 2442.9135 | 0 | 0 | 0.89289 | 0.017889 | 0.71788 | 0.019491 | 0.42281 | 0.00091891 | 0 | 0 | 0 | 0 | 0.037663 | 0.0015284 | 0.059344 | 0.0003259 | 0 | 0 | 4.1327 | 0.24855 | 0.024504 | 0.017579 | 0.015268 | 0.00030975 | 0.015597 | 0.0012025 | 0.015265 | 0.0003259 | 0.015268 | 0.00026354 | 0.014874 | 6.2367e-05 | 1.012
24 | 51416.8297 | 0.78702 | 0.78444 | 1.4874 | 1.8081 | 8.3076 | 2.3639 | 1.0071 | 1.5862 | 0.57811 | 0.058581 | 7.3258 | 1.9187 | 0.33426 | 0.27794 | 0.15327 | 0.30715 | 0.0871 | 0.12734 | 0.36278 | 0.18819 | 1.9452 | 2.3835 | 0.090263 | 1.8985 | 0.37302 | 0.014687 | 0.59965 | 0.57096 | 0.11275 | 0.064593 | 6.8635 | 7.5115 | 14.426 | 0.56728 | 15.8803 | 2346.7678 | 0 | 0 | 0.75777 | 0.01724 | 0.72572 | 0.019491 | 0.42524 | 0.00091891 | 0 | 0 | 0 | 0 | 0.037663 | 0.0014819 | 0.058932 | 0.00031635 | 0 | 0 | 4.0083 | 0.23782 | 0.024205 | 0.016944 | 0.015268 | 0.00029651 | 0.015598 | 0.0011655 | 0.015265 | 0.00031635 | 0.015268 | 0.00025582 | 0.014874 | 6.0522e-05 | 0.59968
25 | 41311.2597 | 0.8958 | 0.77067 | 1.1197 | 1.2544 | 11.831 | 1.9291 | 1.1573 | 0.5902 | 0.3123 | 0.050203 | 7.178 | 2.6728 | 0.17918 | 0.38547 | 0.15774 | 0.35229 | 0.063897 | 0.11036 | 0.37103 | 0.21485 | 2.4055 | 2.2103 | 0.1008 | 1.5023 | 0.53061 | 0.015022 | 0.52777 | 0.46514 | 0.13715 | 0.065477 | 8.2483 | 7.7132 | 8.2192 | 0.51626 | 14.1624 | 1916.9817 | 0 | 0 | 0.76831 | 0.0143 | 0.58193 | 0.016491 | 0.45429 | 0.00091891 | 0 | 0 | 0 | 0 | 0.037624 | 0.0011995 | 0.055744 | 0.00025423 | 0 | 0 | 3.4727 | 0.19313 | 0.022231 | 0.014063 | 0.01506 | 0.0002371 | 0.015559 | 0.00094523 | 0.015265 | 0.00025423 | 0.01506 | 0.00020558 | 0.014874 | 4.8642e-05 | 0.65446
26 | 44844.1942 | 0.78765 | 0.82698 | 1.4878 | 1.5536 | 9.0847 | 1.0714 | 2.128 | 1.9598 | 1.1479 | 0.061478 | 7.6139 | 0.60428 | 0.28562 | 0.36361 | 0.13678 | 0.32665 | 0.076006 | 0.12278 | 0.36546 | 0.18339 | 1.9186 | 2.337 | 0.090803 | 2.0883 | 0.48898 | 0.014339 | 0.548 | 0.50791 | 0.14319 | 0.055216 | 10.75 | 7.6785 | 15.1466 | 0.51741 | 15.3046 | 2086.3884 | 0 | 0 | 0.73696 | 0.015542 | 0.69441 | 0.016491 | 0.51031 | 0.00091891 | 0 | 0 | 0 | 0 | 0.037623 | 0.0013142 | 0.056982 | 0.00027934 | 0 | 0 | 3.6996 | 0.21175 | 0.023416 | 0.01528 | 0.015268 | 0.00026204 | 0.015557 | 0.0010348 | 0.015265 | 0.00027934 | 0.01506 | 0.00022589 | 0.014874 | 5.3454e-05 | 0.72941
27 | 44183.0831 | 0.8164 | 0.78839 | 1.0161 | 1.1704 | 11.1742 | 1.7594 | 1.5817 | 0.87661 | 1.0564 | 0.058399 | 8.8762 | 2.0343 | 0.3106 | 0.37066 | 0.15138 | 0.35136 | 0.071209 | 0.13742 | 0.48199 | 0.1928 | 2.0972 | 2.6691 | 0.096083 | 1.9241 | 0.36137 | 0.011031 | 0.53269 | 0.4926 | 0.13578 | 0.066861 | 10.4628 | 6.1656 | 8.0424 | 0.59164 | 14.6322 | 2045.3204 | 0 | 0 | 0.83183 | 0.015194 | 0.58977 | 0.016491 | 0.42121 | 0.00091891 | 0 | 0 | 0 | 0 | 0.037623 | 0.0012844 | 0.056661 | 0.00027265 | 0 | 0 | 3.6463 | 0.20734 | 0.023253 | 0.014939 | 0.015268 | 0.000255 | 0.015558 | 0.0010117 | 0.015265 | 0.00027265 | 0.01506 | 0.00022049 | 0.014874 | 5.2167e-05 | 0.69154
28 | 42701.3166 | 0.83722 | 0.74825 | 1.0553 | 1.7353 | 11.7825 | 3.8603 | 1.1938 | 1.3166 | 0.75062 | 0.064455 | 7.2738 | 2.477 | 0.13213 | 0.31185 | 0.14035 | 0.36126 | 0.076179 | 0.15225 | 0.45836 | 0.23195 | 2.3949 | 2.063 | 0.099943 | 1.8182 | 0.47033 | 0.012732 | 0.48288 | 0.4168 | 0.114 | 0.073457 | 13.3963 | 6.2481 | 12.6348 | 0.70413 | 14.7649 | 1951.6468 | 0 | 0 | 0.78529 | 0.014617 | 0.64248 | 0.016491 | 0.50698 | 0.00091891 | 0 | 0 | 0 | 0 | 0.037624 | 0.0012309 | 0.05611 | 0.00026144 | 0 | 0 | 3.5178 | 0.19679 | 0.022381 | 0.014373 | 0.01506 | 0.00024347 | 0.015558 | 0.00096946 | 0.015265 | 0.00026144 | 0.01506 | 0.00021142 | 0.014873 | 5.002e-05 | 0.5285
29 | 51862.1557 | 0.75529 | 0.97066 | 1.1245 | 1.221 | 8.2205 | 1.0907 | 1.4007 | 1.1184 | 0.52759 | 0.067285 | 8.8904 | 0.73311 | 0.42413 | 0.34741 | 0.15826 | 0.32133 | 0.063539 | 0.12225 | 0.484 | 0.17727 | 2.1377 | 2.1391 | 0.070275 | 1.9272 | 0.43583 | 0.013629 | 0.62237 | 0.47599 | 0.12637 | 0.068123 | 8.1409 | 9.2212 | 9.9055 | 0.45212 | 17.0202 | 2505.7622 | 0 | 0 | 0.95632 | 0.018217 | 0.66919 | 0.019491 | 0.52262 | 0.00091891 | 0 | 0 | 0 | 0 | 0.037663 | 0.0015584 | 0.059612 | 0.00033204 | 0 | 0 | 4.2155 | 0.25576 | 0.024655 | 0.017901 | 0.015268 | 0.00031644 | 0.015597 | 0.0012263 | 0.015265 | 0.00033204 | 0.015268 | 0.0002685 | 0.014874 | 6.3546e-05 | 0.98191
30 | 39093.2596 | 0.95494 | 0.82048 | 1.232 | 1.2045 | 12.6649 | 1.5195 | 1.0391 | 1.0129 | 0.85074 | 0.050365 | 6.9048 | 2.3917 | 0.15906 | 0.3624 | 0.15859 | 0.29025 | 0.069264 | 0.14004 | 0.427 | 0.15603 | 2.116 | 2.0953 | 0.1033 | 2.1748 | 0.38441 | 0.012333 | 0.61058 | 0.49475 | 0.12923 | 0.055854 | 12.4855 | 8.1514 | 12.137 | 0.59067 | 14.101 | 1845.7174 | 0 | 0 | 0.74732 | 0.013841 | 0.62496 | 0.016491 | 0.46814 | 0.00091891 | 0 | 0 | 0 | 0 | 0.037416 | 0.0011495 | 0.055181 | 0.00024337 | 0 | 0 | 3.3739 | 0.18517 | 0.022015 | 0.013613 | 0.01506 | 0.00022796 | 0.015559 | 0.00090613 | 0.015057 | 0.00024337 | 0.01506 | 0.00019679 | 0.014874 | 4.6571e-05 | 0.62778
31 | 45872.6825 | 0.83827 | 0.74024 | 1.1313 | 1.3574 | 10.1642 | 1.0017 | 3.9258 | 0.9375 | 0.99199 | 0.06021 | 7.8646 | 0.54095 | 0.41078 | 0.29746 | 0.126 | 0.39815 | 0.091751 | 0.12361 | 0.48317 | 0.16601 | 2.0475 | 2.1965 | 0.089644 | 1.9544 | 0.3935 | 0.0098336 | 0.58568 | 0.54935 | 0.12676 | 0.074454 | 9.0431 | 6.0364 | 13.9327 | 0.57343 | 15.1968 | 2078.4525 | 0 | 0 | 0.78283 | 0.015481 | 0.67305 | 0.016491 | 0.48325 | 0.00091891 | 0 | 0 | 0 | 0 | 0.037623 | 0.0013179 | 0.05704 | 0.00028033 | 0 | 0 | 3.6889 | 0.21086 | 0.023388 | 0.015221 | 0.015268 | 0.00026081 | 0.015557 | 0.0010376 | 0.015265 | 0.00028033 | 0.01506 | 0.0002267 | 0.014873 | 5.3633e-05 | 0.53473
32 | 42429.3498 | 0.9532 | 0.76775 | 1.3047 | 1.8041 | 10.3164 | 2.4688 | 3.7403 | 0.44497 | 0.1487 | 0.061773 | 9.0574 | 2.0397 | 0.12027 | 0.30814 | 0.14548 | 0.32595 | 0.086726 | 0.1292 | 0.45605 | 0.19422 | 2.4183 | 2.7783 | 0.092232 | 1.6699 | 0.4039 | 0.014757 | 0.58313 | 0.52634 | 0.12066 | 0.071846 | 12.0007 | 9.5235 | 8.5786 | 0.59763 | 14.5263 | 1950.5272 | 0 | 0 | 0.72979 | 0.01461 | 0.59033 | 0.016491 | 0.53415 | 0.00091891 | 0 | 0 | 0 | 0 | 0.037624 | 0.0012283 | 0.056079 | 0.00026087 | 0 | 0 | 3.5163 | 0.19667 | 0.022377 | 0.014367 | 0.01506 | 0.00024334 | 0.015558 | 0.00096744 | 0.015265 | 0.00026087 | 0.01506 | 0.00021095 | 0.014874 | 4.9912e-05 | 0.53493
33 | 52400.6233 | 0.82038 | 0.95647 | 1.0846 | 1.8309 | 11.5936 | 1.9142 | 3.2078 | 0.99453 | 0.35511 | 0.05337 | 8.8753 | 1.137 | 0.32046 | 0.29439 | 0.1275 | 0.39864 | 0.08273 | 0.11405 | 0.52849 | 0.17277 | 2.6017 | 2.4716 | 0.098057 | 1.8277 | 0.34325 | 0.012192 | 0.5293 | 0.44575 | 0.11874 | 0.069327 | 12.2598 | 7.2206 | 8.7588 | 0.43916 | 16.7668 | 2505.6118 | 0 | 0 | 0.96725 | 0.018313 | 0.65197 | 0.019491 | 0.47144 | 0.00091891 | 0 | 0 | 0 | 0 | 0.037663 | 0.0015669 | 0.059721 | 0.00033445 | 0 | 0 | 4.2128 | 0.25553 | 0.024698 | 0.017994 | 0.015268 | 0.00031846 | 0.015597 | 0.0012325 | 0.015265 | 0.00033445 | 0.015268 | 0.00027044 | 0.014874 | 6.4005e-05 | 0.82538
34 | 46759.3753 | 0.81961 | 0.9984 | 1.5313 | 1.5511 | 8.8721 | 1.7981 | 3.5893 | 1.493 | 0.30397 | 0.069221 | 9.0318 | 1.0574 | 0.19823 | 0.28662 | 0.14927 | 0.31598 | 0.086315 | 0.12365 | 0.47668 | 0.20611 | 2.335 | 1.8898 | 0.10739 | 1.7738 | 0.51319 | 0.011095 | 0.63684 | 0.56345 | 0.12647 | 0.072318 | 6.7286 | 8.855 | 14.6718 | 0.45142 | 16.2838 | 2272.4675 | 0 | 0 | 0.8187 | 0.016806 | 0.71169 | 0.016491 | 0.54101 | 0.00091891 | 0 | 0 | 0 | 0 | 0.037622 | 0.0014167 | 0.057994 | 0.0003011 | 0 | 0 | 3.9457 | 0.23247 | 0.024005 | 0.016519 | 0.015268 | 0.00028766 | 0.015556 | 0.0011156 | 0.015265 | 0.0003011 | 0.01506 | 0.00024348 | 0.014874 | 5.7627e-05 | 0.7567
35 | 53936.641 | 0.80776 | 0.76581 | 0.97687 | 1.2775 | 9.61 | 2.5957 | 0.95539 | 0.57117 | 0.70023 | 0.038718 | 6.6516 | 3.6311 | 0.2276 | 0.37118 | 0.15933 | 0.31878 | 0.089265 | 0.12286 | 0.41444 | 0.20335 | 2.6972 | 1.9677 | 0.093691 | 1.9804 | 0.45754 | 0.013089 | 0.46096 | 0.42566 | 0.11045 | 0.066486 | 9.2319 | 7.3347 | 9.2886 | 0.5729 | 16.3519 | 2432.6875 | 0 | 0 | 0.90482 | 0.017864 | 0.65446 | 0.019491 | 0.45977 | 0.00091891 | 0 | 0 | 0 | 0 | 0.037663 | 0.0015486 | 0.059582 | 0.00033074 | 0 | 0 | 4.1178 | 0.24726 | 0.024492 | 0.017555 | 0.015268 | 0.0003092 | 0.015597 | 0.0012178 | 0.015265 | 0.00033074 | 0.015268 | 0.00026747 | 0.014873 | 6.3276e-05 | 0.81647
36 | 38822.8587 | 0.81407 | 0.96765 | 1.1828 | 1.7053 | 13.021 | 3.8449 | 1.3411 | 0.58121 | 0.94476 | 0.048729 | 8.1234 | 0.96973 | 0.41294 | 0.27181 | 0.1193 | 0.27269 | 0.093383 | 0.12503 | 0.47207 | 0.16091 | 2.4211 | 2.2394 | 0.096324 | 2.0603 | 0.47271 | 0.013218 | 0.52086 | 0.49247 | 0.13155 | 0.070655 | 9.7381 | 9.5279 | 10.1259 | 0.484 | 14.3291 | 1913.017 | 0 | 0 | 0.82683 | 0.014276 | 0.60858 | 0.016491 | 0.43698 | 0.00091891 | 0 | 0 | 0 | 0 | 0.037624 | 0.0011759 | 0.055441 | 0.00024874 | 0 | 0 | 3.4678 | 0.19273 | 0.02222 | 0.01404 | 0.01506 | 0.00023668 | 0.015559 | 0.00092719 | 0.015265 | 0.00024874 | 0.01506 | 0.00020114 | 0.014874 | 4.7606e-05 | 0.57288
37 | 50653.7477 | 0.83041 | 0.83076 | 1.0311 | 1.2884 | 8.6612 | 3.7752 | 1.3812 | 1.5465 | 0.54055 | 0.051166 | 9.1992 | 3.6524 | 0.39553 | 0.32834 | 0.12677 | 0.29681 | 0.075931 | 0.14925 | 0.51117 | 0.1827 | 2.4606 | 1.9556 | 0.08858 | 1.9688 | 0.47219 | 0.013697 | 0.58879 | 0.47157 | 0.10275 | 0.069484 | 7.294 | 8.0012 | 15.9249 | 0.6269 | 16.2639 | 2360.6206 | 0 | 0 | 0.90042 | 0.017229 | 0.74755 | 0.019491 | 0.40041 | 0.00091891 | 0 | 0 | 0 | 0 | 0.037663 | 0.0014777 | 0.05886 | 0.0003149 | 0 | 0 | 4.0291 | 0.2396 | 0.0242 | 0.016933 | 0.015268 | 0.00029624 | 0.015598 | 0.0011628 | 0.015265 | 0.0003149 | 0.015268 | 0.00025465 | 0.014874 | 6.0252e-05 | 0.74793
38 | 55421.907 | 0.9993 | 0.85076 | 1.4436 | 1.1591 | 13.1974 | 2.7878 | 3.7562 | 1.6899 | 0.25616 | 0.066315 | 9.9536 | 1.8649 | 0.169 | 0.38288 | 0.13612 | 0.3421 | 0.073613 | 0.12295 | 0.40288 | 0.1629 | 2.0291 | 2.1524 | 0.097927 | 1.5312 | 0.42756 | 0.0136 | 0.64891 | 0.44199 | 0.11896 | 0.072696 | 8.1932 | 6.3143 | 15.9642 | 0.5044 | 17.4943 | 2574.5761 | 0 | 0 | 0.82505 | 0.018692 | 0.78309 | 0.019491 | 0.55489 | 0.00091891 | 0 | 0 | 0 | 0 | 0.037662 | 0.0016184 | 0.060223 | 0.00034557 | 0 | 0 | 4.302 | 0.26335 | 0.024872 | 0.018366 | 0.015268 | 0.00032617 | 0.015597 | 0.0012728 | 0.015265 | 0.00034557 | 0.015268 | 0.00027945 | 0.014874 | 6.612e-05 | 0.98219
39 | 45469.2061 | 0.95713 | 0.88877 | 1.1512 | 1.4273 | 9.3128 | 3.4212 | 2.8189 | 0.49131 | 0.1472 | 0.059557 | 6.9011 | 3.763 | 0.11742 | 0.33413 | 0.14941 | 0.38775 | 0.080896 | 0.11081 | 0.43012 | 0.19453 | 2.2141 | 2.2613 | 0.091549 | 1.6479 | 0.46891 | 0.012007 | 0.46829 | 0.5114 | 0.10081 | 0.071899 | 10.1802 | 6.0983 | 10.9095 | 0.48616 | 15.723 | 2141.9601 | 0 | 0 | 0.85314 | 0.01597 | 0.64124 | 0.016491 | 0.55406 | 0.00091891 | 0 | 0 | 0 | 0 | 0.037622 | 0.0013495 | 0.057332 | 0.00028678 | 0 | 0 | 3.7724 | 0.21783 | 0.023616 | 0.0157 | 0.015268 | 0.00027069 | 0.015557 | 0.0010628 | 0.015265 | 0.00028678 | 0.01506 | 0.0002319 | 0.014874 | 5.4883e-05 | 0.74217
40 | 42117.0027 | 0.96981 | 0.76874 | 1.1635 | 1.6139 | 8.4255 | 2.6406 | 3.4907 | 1.6315 | 1.1564 | 0.079621 | 6.8397 | 1.0383 | 0.21325 | 0.29682 | 0.1262 | 0.34027 | 0.066151 | 0.10863 | 0.41173 | 0.20104 | 2.301 | 1.8627 | 0.086815 | 2.0501 | 0.33506 | 0.011418 | 0.57006 | 0.48184 | 0.12065 | 0.058034 | 8.8908 | 9.7455 | 10.9784 | 0.51095 | 14.5332 | 1946.7217 | 0 | 0 | 0.76167 | 0.014525 | 0.62216 | 0.016491 | 0.48684 | 0.00091891 | 0 | 0 | 0 | 0 | 0.037624 | 0.0012204 | 0.055986 | 0.00025902 | 0 | 0 | 3.5128 | 0.19638 | 0.022337 | 0.014283 | 0.01506 | 0.00024162 | 0.015558 | 0.00096139 | 0.015265 | 0.00025902 | 0.01506 | 0.00020946 | 0.014874 | 4.9559e-05 | 0.51226
41 | 48714.4368 | 0.82497 | 0.7397 | 1.2137 | 1.5335 | 12.3733 | 2.846 | 0.75272 | 0.64211 | 0.96966 | 0.02559 | 8.5683 | 3.9698 | 0.36719 | 0.29921 | 0.12937 | 0.33911 | 0.074282 | 0.12534 | 0.46043 | 0.22507 | 2.3364 | 2.1497 | 0.085761 | 2.1341 | 0.44179 | 0.011327 | 0.55379 | 0.48213 | 0.10961 | 0.070704 | 12.9431 | 6.5298 | 15.7475 | 0.5999 | 15.368 | 2195.5109 | 0 | 0 | 0.77976 | 0.01628 | 0.71613 | 0.016491 | 0.39177 | 0.00091891 | 0 | 0 | 0 | 0 | 0.037622 | 0.0013952 | 0.057852 | 0.00029738 | 0 | 0 | 3.8442 | 0.22386 | 0.02376 | 0.016003 | 0.015268 | 0.00027695 | 0.015557 | 0.0010979 | 0.015265 | 0.00029738 | 0.01506 | 0.00024048 | 0.014873 | 5.6891e-05 | 0.57065
42 | 50098.0726 | 0.75892 | 0.83583 | 1.4819 | 1.7996 | 13.7336 | 4.5814 | 3.2368 | 1.0892 | 0.41091 | 0.053799 | 9.5472 | 2.748 | 0.38869 | 0.30762 | 0.15019 | 0.31575 | 0.081736 | 0.11858 | 0.44687 | 0.19461 | 2.6586 | 1.8419 | 0.076595 | 1.7852 | 0.38146 | 0.011872 | 0.49853 | 0.46766 | 0.1179 | 0.069018 | 12.4571 | 8.9233 | 12.5852 | 0.50618 | 15.6387 | 2324.8041 | 0 | 0 | 0.77605 | 0.017095 | 0.6968 | 0.019491 | 0.3998 | 0.00091891 | 0 | 0 | 0 | 0 | 0.037663 | 0.001462 | 0.058717 | 0.00031179 | 0 | 0 | 3.9799 | 0.23539 | 0.024138 | 0.016802 | 0.015268 | 0.00029355 | 0.015598 | 0.0011502 | 0.015265 | 0.00031179 | 0.015268 | 0.00025213 | 0.014874 | 5.9658e-05 | 0.69819
43 | 50226.5847 | 0.84128 | 0.89442 | 1.2806 | 1.4497 | 14.6414 | 3.0109 | 3.058 | 0.48772 | 0.069858 | 0.077921 | 8.1023 | 2.9984 | 0.20123 | 0.34388 | 0.12444 | 0.3339 | 0.077462 | 0.13351 | 0.45242 | 0.20636 | 2.1784 | 1.7855 | 0.085873 | 1.9843 | 0.44715 | 0.014645 | 0.60052 | 0.5037 | 0.13192 | 0.055135 | 8.7853 | 7.0447 | 14.1377 | 0.51407 | 16.4869 | 2389.5161 | 0 | 0 | 0.85431 | 0.017386 | 0.72399 | 0.019491 | 0.4846 | 0.00091891 | 0 | 0 | 0 | 0 | 0.037663 | 0.0014845 | 0.058913 | 0.00031625 | 0 | 0 | 4.0676 | 0.24292 | 0.024273 | 0.017087 | 0.015268 | 0.00029945 | 0.015598 | 0.0011683 | 0.015265 | 0.00031625 | 0.015268 | 0.00025574 | 0.014874 | 6.0515e-05 | 0.85018
44 | 50125.186 | 0.77585 | 0.93838 | 0.99924 | 1.1299 | 12.3646 | 3.171 | 3.461 | 1.7857 | 0.42135 | 0.065816 | 9.0798 | 1.4796 | 0.4342 | 0.32159 | 0.15404 | 0.38031 | 0.092209 | 0.13083 | 0.42102 | 0.16465 | 1.9472 | 2.4433 | 0.091743 | 1.5736 | 0.442 | 0.011131 | 0.44439 | 0.43844 | 0.10934 | 0.065447 | 13.4481 | 7.2278 | 13.2905 | 0.50853 | 16.4542 | 2393.6704 | 0 | 0 | 0.97184 | 0.017557 | 0.71443 | 0.019491 | 0.41381 | 0.00091891 | 0 | 0 | 0 | 0 | 0.037663 | 0.0014967 | 0.059009 | 0.00031849 | 0 | 0 | 4.0694 | 0.24308 | 0.024351 | 0.017254 | 0.015268 | 0.00030291 | 0.015598 | 0.0011782 | 0.015265 | 0.00031849 | 0.015268 | 0.00025754 | 0.014874 | 6.0949e-05 | 0.84206
45 | 47819.1054 | 0.87284 | 0.8139 | 1.411 | 1.4707 | 13.5089 | 1.576 | 1.8846 | 0.75031 | 1.072 | 0.077795 | 8.9694 | 3.1988 | 0.18402 | 0.3892 | 0.14636 | 0.35949 | 0.0765 | 0.131 | 0.45045 | 0.22266 | 2.4813 | 2.4706 | 0.069541 | 2.1377 | 0.41054 | 0.012184 | 0.63092 | 0.48102 | 0.13782 | 0.064643 | 11.508 | 6.6021 | 11.1617 | 0.54516 | 15.4475 | 2204.7324 | 0 | 0 | 0.76582 | 0.016343 | 0.65024 | 0.016491 | 0.47864 | 0.00091891 | 0 | 0 | 0 | 0 | 0.037622 | 0.0013946 | 0.057825 | 0.00029699 | 0 | 0 | 3.8565 | 0.2249 | 0.02379 | 0.016065 | 0.015268 | 0.00027823 | 0.015557 | 0.0010976 | 0.015265 | 0.00029699 | 0.01506 | 0.00024016 | 0.014874 | 5.6829e-05 | 0.81665
46 | 48942.3954 | 0.84019 | 0.77309 | 1.46 | 1.6052 | 10.1084 | 0.98721 | 3.3292 | 0.65977 | 0.91453 | 0.03573 | 6.5025 | 0.5773 | 0.29338 | 0.29662 | 0.12919 | 0.35462 | 0.098181 | 0.13527 | 0.41684 | 0.19479 | 2.3287 | 2.2775 | 0.06994 | 2.2508 | 0.45217 | 0.011771 | 0.58331 | 0.39176 | 0.1194 | 0.071575 | 8.8263 | 7.9944 | 15.3538 | 0.60339 | 15.9878 | 2225.9973 | 0 | 0 | 0.74278 | 0.016488 | 0.71509 | 0.016491 | 0.5462 | 0.00091891 | 0 | 0 | 0 | 0 | 0.037622 | 0.0014113 | 0.058009 | 0.00030081 | 0 | 0 | 3.8843 | 0.22725 | 0.023857 | 0.016207 | 0.015268 | 0.00028119 | 0.015557 | 0.0011105 | 0.015265 | 0.00030081 | 0.01506 | 0.00024326 | 0.014874 | 5.755e-05 | 0.59875
47 | 52483.7013 | 0.84368 | 0.97975 | 1.07 | 1.5759 | 12.9389 | 1.4742 | 3.7853 | 1.1453 | 0.89322 | 0.066464 | 8.1043 | 2.8217 | 0.28799 | 0.28591 | 0.14435 | 0.37193 | 0.08048 | 0.12463 | 0.45353 | 0.22613 | 2.6909 | 2.0902 | 0.10919 | 1.6792 | 0.41223 | 0.011492 | 0.52945 | 0.57449 | 0.12162 | 0.063615 | 8.3576 | 7.7226 | 14.5508 | 0.45926 | 17.2513 | 2539.7108 | 0 | 0 | 0.98682 | 0.018446 | 0.74972 | 0.019491 | 0.45551 | 0.00091891 | 0 | 0 | 0 | 0 | 0.037663 | 0.0015765 | 0.059794 | 0.00033618 | 0 | 0 | 4.2587 | 0.25954 | 0.024759 | 0.018125 | 0.015268 | 0.00032117 | 0.015597 | 0.0012403 | 0.015265 | 0.00033618 | 0.015268 | 0.00027184 | 0.014874 | 6.4334e-05 | 0.82731
48 | 46027.9323 | 0.98299 | 0.73614 | 1.3459 | 1.3541 | 8.5039 | 3.1127 | 0.6291 | 1.7622 | 0.89609 | 0.065137 | 7.8893 | 3.3806 | 0.19481 | 0.38774 | 0.11491 | 0.30088 | 0.089499 | 0.12688 | 0.45999 | 0.21334 | 1.9517 | 2.4141 | 0.096002 | 1.4771 | 0.47548 | 0.01077 | 0.55114 | 0.44449 | 0.095659 | 0.061793 | 11.5718 | 9.0004 | 10.7949 | 0.62398 | 14.9069 | 2101.1971 | 0 | 0 | 0.72996 | 0.015505 | 0.63378 | 0.016491 | 0.46179 | 0.00091891 | 0 | 0 | 0 | 0 | 0.037623 | 0.0013215 | 0.057081 | 0.00028118 | 0 | 0 | 3.7227 | 0.21368 | 0.023399 | 0.015244 | 0.015268 | 0.00026129 | 0.015557 | 0.0010403 | 0.015265 | 0.00028118 | 0.01506 | 0.00022738 | 0.014873 | 5.3795e-05 | 0.69488
49 | 44546.9811 | 0.9887 | 0.74261 | 1.2221 | 1.4993 | 6.8617 | 3.7419 | 0.83517 | 1.6688 | 0.88504 | 0.041699 | 7.4406 | 3.2833 | 0.37424 | 0.38172 | 0.12281 | 0.34807 | 0.084679 | 0.1459 | 0.49136 | 0.17382 | 2.7906 | 2.2545 | 0.095233 | 2.0031 | 0.49252 | 0.013048 | 0.51097 | 0.51998 | 0.14816 | 0.081831 | 13.2217 | 8.1152 | 12.2365 | 0.65136 | 14.4234 | 2024.3694 | 0 | 0 | 0.75094 | 0.015115 | 0.64599 | 0.016491 | 0.37991 | 0.00091891 | 0 | 0 | 0 | 0 | 0.037623 | 0.001281 | 0.056649 | 0.00027229 | 0 | 0 | 3.6163 | 0.20486 | 0.022615 | 0.014861 | 0.015268 | 0.00025344 | 0.015558 | 0.0010087 | 0.015265 | 0.00027229 | 0.01506 | 0.0002202 | 0.014873 | 5.2094e-05 | 0.66886
50 | 54289.7534 | 0.99863 | 0.73456 | 1.1716 | 1.507 | 15.9219 | 5.2465 | 1.0738 | 1.649 | 0.55444 | 0.022493 | 9.7202 | 2.0026 | 0.27833 | 0.32759 | 0.16058 | 0.2912 | 0.088073 | 0.15448 | 0.42815 | 0.23406 | 2.6808 | 1.7779 | 0.08128 | 1.813 | 0.46322 | 0.014377 | 0.5211 | 0.49095 | 0.1331 | 0.061028 | 8.9067 | 9.252 | 9.4867 | 0.68378 | 16.1572 | 2432.7576 | 0 | 0 | 0.82381 | 0.017812 | 0.65729 | 0.019491 | 0.45655 | 0.00091891 | 0 | 0 | 0 | 0 | 0.037663 | 0.0015473 | 0.059589 | 0.00033082 | 0 | 0 | 4.1192 | 0.24738 | 0.024468 | 0.017504 | 0.015268 | 0.00030815 | 0.015597 | 0.0012165 | 0.015265 | 0.00033082 | 0.015268 | 0.00026753 | 0.014873 | 6.3286e-05 | 0.69058
51 | 53643.497 | 0.8825 | 0.90053 | 0.98604 | 1.6435 | 11.2392 | 3.0032 | 3.806 | 1.3219 | 0.4 | 0.037944 | 6.0935 | 2.9064 | 0.23556 | 0.31646 | 0.14612 | 0.40708 | 0.076669 | 0.13896 | 0.48025 | 0.19833 | 1.9307 | 2.043 | 0.074236 | 2.104 | 0.37354 | 0.014533 | 0.53402 | 0.47742 | 0.11752 | 0.066447 | 11.4688 | 8.2975 | 12.6144 | 0.53923 | 17.1887 | 2535.8111 | 0 | 0 | 0.98323 | 0.018418 | 0.71873 | 0.019491 | 0.47606 | 0.00091891 | 0 | 0 | 0 | 0 | 0.037662 | 0.0015835 | 0.059889 | 0.0003381 | 0 | 0 | 4.2535 | 0.25909 | 0.024747 | 0.018098 | 0.015268 | 0.0003206 | 0.015597 | 0.0012454 | 0.015265 | 0.0003381 | 0.015268 | 0.00027341 | 0.014874 | 6.4696e-05 | 0.84267
52 | 45639.5749 | 0.75646 | 0.73796 | 1.1069 | 1.1778 | 7.2455 | 2.119 | 2.1396 | 1.3096 | 0.56876 | 0.058116 | 7.1832 | 3.0962 | 0.4326 | 0.38048 | 0.14094 | 0.3358 | 0.069209 | 0.12975 | 0.50149 | 0.19699 | 2.1095 | 2.3974 | 0.081704 | 2.1125 | 0.46568 | 0.011312 | 0.68319 | 0.44467 | 0.10948 | 0.06192 | 11.9628 | 8.2522 | 8.8009 | 0.6146 | 14.4503 | 2066.4656 | 0 | 0 | 0.78679 | 0.015402 | 0.60241 | 0.016491 | 0.37457 | 0.00091891 | 0 | 0 | 0 | 0 | 0.037623 | 0.001311 | 0.056962 | 0.00027872 | 0 | 0 | 3.6728 | 0.20952 | 0.023351 | 0.015142 | 0.015268 | 0.00025919 | 0.015557 | 0.0010323 | 0.015265 | 0.00027872 | 0.01506 | 0.00022539 | 0.014873 | 5.3323e-05 | 0.67804
53 | 47010.6657 | 0.98072 | 0.78001 | 1.5345 | 1.6665 | 14.9652 | 3.1067 | 0.73479 | 0.49823 | 0.37878 | 0.028104 | 8.0099 | 0.74911 | 0.23781 | 0.39284 | 0.13198 | 0.3085 | 0.07915 | 0.13359 | 0.49227 | 0.2025 | 2.2686 | 2.4938 | 0.089167 | 2.087 | 0.46817 | 0.012591 | 0.49929 | 0.52114 | 0.10994 | 0.071664 | 7.3037 | 6.8043 | 9.102 | 0.61225 | 15.264 | 2150.224 | 0 | 0 | 0.72016 | 0.01597 | 0.61728 | 0.016491 | 0.53655 | 0.00091891 | 0 | 0 | 0 | 0 | 0.037622 | 0.001366 | 0.057556 | 0.00029121 | 0 | 0 | 3.7844 | 0.21883 | 0.023616 | 0.015699 | 0.015268 | 0.00027069 | 0.015557 | 0.0010748 | 0.015265 | 0.00029121 | 0.01506 | 0.00023548 | 0.014874 | 5.573e-05 | 0.77039
54 | 41699.0881 | 0.86593 | 0.73086 | 1.4546 | 1.1718 | 12.4896 | 3.9859 | 3.9449 | 1.2728 | 1.0767 | 0.039495 | 7.9555 | 3.69 | 0.25935 | 0.29622 | 0.14071 | 0.35494 | 0.065927 | 0.1061 | 0.47008 | 0.18587 | 2.5034 | 2.2115 | 0.087213 | 2.0348 | 0.45054 | 0.010747 | 0.47687 | 0.46944 | 0.12062 | 0.08086 | 12.2429 | 8.9595 | 12.0902 | 0.53915 | 13.8575 | 1899.9301 | 0 | 0 | 0.67823 | 0.014261 | 0.63112 | 0.016491 | 0.39897 | 0.00091891 | 0 | 0 | 0 | 0 | 0.037624 | 0.0012012 | 0.055775 | 0.00025476 | 0 | 0 | 3.447 | 0.19105 | 0.022213 | 0.014024 | 0.01506 | 0.00023631 | 0.015559 | 0.00094643 | 0.015265 | 0.00025476 | 0.01506 | 0.00020601 | 0.014873 | 4.8743e-05 | 0.47696
55 | 42878.9411 | 0.87101 | 0.73258 | 1.4281 | 1.8335 | 10.7787 | 2.2338 | 3.7998 | 1.8564 | 1.1032 | 0.051136 | 6.6622 | 3.4593 | 0.13817 | 0.36763 | 0.14672 | 0.35406 | 0.081405 | 0.12056 | 0.45292 | 0.21389 | 1.8773 | 2.1004 | 0.080045 | 1.9371 | 0.4468 | 0.014659 | 0.63313 | 0.43032 | 0.11729 | 0.074801 | 8.7014 | 6.5053 | 10.262 | 0.58692 | 14.4645 | 1968.3202 | 0 | 0 | 0.69127 | 0.014602 | 0.61384 | 0.016491 | 0.50173 | 0.00091891 | 0 | 0 | 0 | 0 | 0.037624 | 0.0012322 | 0.056136 | 0.00026192 | 0 | 0 | 3.5439 | 0.19892 | 0.022374 | 0.014359 | 0.01506 | 0.00024318 | 0.015558 | 0.0009703 | 0.015265 | 0.00026192 | 0.01506 | 0.00021181 | 0.014873 | 5.0111e-05 | 0.61033
56 | 45990.4797 | 0.83234 | 0.98103 | 1.4616 | 1.6276 | 10.3112 | 3.2091 | 1.1054 | 0.65724 | 0.85268 | 0.030431 | 6.7001 | 1.9977 | 0.28935 | 0.39022 | 0.13589 | 0.38165 | 0.080011 | 0.12616 | 0.42622 | 0.17541 | 2.2541 | 1.9581 | 0.070746 | 1.9139 | 0.44301 | 0.014312 | 0.55567 | 0.49039 | 0.1122 | 0.066016 | 10.5831 | 7.4337 | 13.3367 | 0.47954 | 15.595 | 2217.9859 | 0 | 0 | 0.82071 | 0.016505 | 0.68725 | 0.016491 | 0.43581 | 0.00091891 | 0 | 0 | 0 | 0 | 0.037622 | 0.0013889 | 0.057717 | 0.00029514 | 0 | 0 | 3.8726 | 0.22626 | 0.023865 | 0.016223 | 0.015268 | 0.00028154 | 0.015557 | 0.0010938 | 0.015265 | 0.00029514 | 0.01506 | 0.00023865 | 0.014874 | 5.6485e-05 | 0.99113
57 | 46405.2557 | 0.96182 | 0.71364 | 1.2896 | 1.5602 | 8.6683 | 3.4542 | 3.9963 | 0.43323 | 0.97093 | 0.030796 | 6.234 | 3.1539 | 0.29769 | 0.27718 | 0.13221 | 0.26781 | 0.08577 | 0.13581 | 0.49065 | 0.21356 | 2.0008 | 2.1817 | 0.093615 | 2.1804 | 0.34874 | 0.012243 | 0.55601 | 0.55669 | 0.12953 | 0.069556 | 11.6281 | 9.1851 | 9.2024 | 0.63815 | 14.5415 | 2084.0372 | 0 | 0 | 0.73319 | 0.015521 | 0.61351 | 0.016491 | 0.40473 | 0.00091891 | 0 | 0 | 0 | 0 | 0.037623 | 0.0013244 | 0.057123 | 0.00028198 | 0 | 0 | 3.6962 | 0.21147 | 0.023407 | 0.01526 | 0.015268 | 0.00026162 | 0.015557 | 0.0010424 | 0.015265 | 0.00028198 | 0.01506 | 0.00022803 | 0.014873 | 5.3944e-05 | 0.483
58 | 42344.8932 | 0.76658 | 0.73539 | 1.0042 | 1.5498 | 11.1424 | 1.5989 | 2.9948 | 0.41954 | 1.1367 | 0.03284 | 6.4382 | 1.9996 | 0.36482 | 0.33477 | 0.10852 | 0.29439 | 0.09537 | 0.11312 | 0.47549 | 0.2293 | 2.2565 | 2.2627 | 0.094938 | 1.8024 | 0.45308 | 0.012966 | 0.65347 | 0.52343 | 0.1121 | 0.061507 | 10.5052 | 9.7175 | 10.1354 | 0.55975 | 14.1417 | 1936.0783 | 0 | 0 | 0.79124 | 0.014463 | 0.61126 | 0.016491 | 0.39086 | 0.00091891 | 0 | 0 | 0 | 0 | 0.037624 | 0.0012178 | 0.055964 | 0.0002585 | 0 | 0 | 3.4978 | 0.19517 | 0.022308 | 0.014222 | 0.01506 | 0.00024037 | 0.015558 | 0.00095925 | 0.015265 | 0.0002585 | 0.01506 | 0.00020905 | 0.014873 | 4.9456e-05 | 0.55126
59 | 40737.1925 | 0.88064 | 0.79354 | 1.0964 | 1.5425 | 9.7777 | 3.7171 | 1.4123 | 0.4796 | 0.6519 | 0.059903 | 9.597 | 3.3884 | 0.20861 | 0.33928 | 0.14082 | 0.34551 | 0.085398 | 0.14556 | 0.4541 | 0.22135 | 2.6047 | 1.9053 | 0.094074 | 2.1291 | 0.42113 | 0.013163 | 0.56918 | 0.49188 | 0.10773 | 0.057361 | 10.9187 | 6.6579 | 11.8224 | 0.64988 | 14.2152 | 1900.2763 | 0 | 0 | 0.78217 | 0.01422 | 0.62679 | 0.016491 | 0.42852 | 0.00091891 | 0 | 0 | 0 | 0 | 0.037624 | 0.0011893 | 0.055635 | 0.00025213 | 0 | 0 | 3.4489 | 0.1912 | 0.022194 | 0.013985 | 0.01506 | 0.00023553 | 0.015559 | 0.00093717 | 0.015265 | 0.00025213 | 0.01506 | 0.00020389 | 0.014874 | 4.8246e-05 | 0.58829
60 | 43575.2607 | 0.83258 | 0.94642 | 1.2792 | 1.6672 | 12.1253 | 2.8824 | 2.5311 | 1.3765 | 0.23025 | 0.03957 | 6.1181 | 1.9778 | 0.15804 | 0.34336 | 0.1163 | 0.3111 | 0.069817 | 0.14205 | 0.3688 | 0.21395 | 1.913 | 2.5046 | 0.076925 | 1.8709 | 0.37717 | 0.0127 | 0.58006 | 0.46848 | 0.13584 | 0.068083 | 11.3238 | 6.6368 | 15.6447 | 0.52233 | 15.6627 | 2112.2529 | 0 | 0 | 0.83084 | 0.015638 | 0.70242 | 0.016491 | 0.51274 | 0.00091891 | 0 | 0 | 0 | 0 | 0.037623 | 0.0013114 | 0.056924 | 0.00027845 | 0 | 0 | 3.7366 | 0.21483 | 0.023461 | 0.015374 | 0.015268 | 0.00026399 | 0.015557 | 0.0010329 | 0.015265 | 0.00027845 | 0.01506 | 0.00022515 | 0.014874 | 5.3293e-05 | 0.79023
61 | 43647.0923 | 0.9299 | 0.78091 | 1.5286 | 1.3614 | 15.7624 | 4.5384 | 2.3739 | 0.85672 | 0.79655 | 0.070494 | 6.0411 | 2.4667 | 0.41126 | 0.3469 | 0.11442 | 0.2899 | 0.095695 | 0.10883 | 0.39497 | 0.22847 | 2.6526 | 1.8493 | 0.081988 | 2.1965 | 0.48759 | 0.012891 | 0.52145 | 0.5459 | 0.12724 | 0.076949 | 8.5154 | 6.5947 | 15.8916 | 0.50907 | 14.444 | 2008.9583 | 0 | 0 | 0.70022 | 0.01501 | 0.69345 | 0.016491 | 0.38072 | 0.00091891 | 0 | 0 | 0 | 0 | 0.037623 | 0.0012677 | 0.056492 | 0.00026921 | 0 | 0 | 3.5956 | 0.20315 | 0.022565 | 0.014758 | 0.015268 | 0.00025132 | 0.015558 | 0.00099851 | 0.015265 | 0.00026921 | 0.01506 | 0.0002177 | 0.014874 | 5.151e-05 | 0.63216
62 | 44030.4057 | 0.91788 | 0.90218 | 1.3213 | 1.3747 | 12.2101 | 5.1461 | 1.4781 | 1.8085 | 0.76536 | 0.051028 | 7.2007 | 2.1461 | 0.3323 | 0.28757 | 0.14021 | 0.3312 | 0.077167 | 0.12572 | 0.48258 | 0.20542 | 2.3521 | 2.4955 | 0.080811 | 1.8598 | 0.45945 | 0.015368 | 0.47629 | 0.46704 | 0.10744 | 0.065373 | 5.604 | 7.2034 | 14.3667 | 0.52686 | 15.1093 | 2101.5296 | 0 | 0 | 0.80261 | 0.015599 | 0.68524 | 0.016491 | 0.41788 | 0.00091891 | 0 | 0 | 0 | 0 | 0.037623 | 0.0013116 | 0.056925 | 0.00027836 | 0 | 0 | 3.7213 | 0.21356 | 0.023443 | 0.015336 | 0.015268 | 0.00026319 | 0.015557 | 0.0010332 | 0.015265 | 0.00027836 | 0.01506 | 0.00022509 | 0.014874 | 5.3271e-05 | 0.6301
63 | 45743.4123 | 0.99096 | 0.88648 | 1.4657 | 1.423 | 6.7145 | 2.8174 | 2.9428 | 1.544 | 0.644 | 0.044235 | 8.882 | 2.2265 | 0.2142 | 0.32128 | 0.15322 | 0.35045 | 0.073433 | 0.13543 | 0.47993 | 0.20468 | 1.92 | 2.0019 | 0.087677 | 1.7196 | 0.441 | 0.014263 | 0.59491 | 0.50287 | 0.11914 | 0.083137 | 11.4781 | 6.2222 | 11.5875 | 0.54412 | 15.2455 | 2156.067 | 0 | 0 | 0.7748 | 0.016045 | 0.65146 | 0.016491 | 0.46036 | 0.00091891 | 0 | 0 | 0 | 0 | 0.037622 | 0.0013551 | 0.057386 | 0.00028791 | 0 | 0 | 3.7917 | 0.21944 | 0.023651 | 0.015773 | 0.015268 | 0.0002722 | 0.015557 | 0.0010672 | 0.015265 | 0.00028791 | 0.01506 | 0.00023282 | 0.014874 | 5.5095e-05 | 0.71553
64 | 43611.3829 | 0.85479 | 0.72921 | 1.2611 | 1.5858 | 12.875 | 2.189 | 3.1672 | 1.966 | 0.92752 | 0.065746 | 9.736 | 1.4346 | 0.12023 | 0.37974 | 0.13074 | 0.38513 | 0.079048 | 0.11996 | 0.44145 | 0.19077 | 2.2768 | 2.081 | 0.088124 | 1.7174 | 0.50708 | 0.012211 | 0.491 | 0.42075 | 0.13147 | 0.066187 | 10.4703 | 7.1853 | 9.9737 | 0.57612 | 14.7751 | 1978.1027 | 0 | 0 | 0.72855 | 0.014797 | 0.61319 | 0.016491 | 0.5517 | 0.00091891 | 0 | 0 | 0 | 0 | 0.037623 | 0.0012528 | 0.056355 | 0.0002663 | 0 | 0 | 3.5537 | 0.19972 | 0.022466 | 0.01455 | 0.01506 | 0.00024708 | 0.015558 | 0.00098647 | 0.015265 | 0.0002663 | 0.01506 | 0.00021535 | 0.014873 | 5.0951e-05 | 0.63783
65 | 54190.6729 | 0.89036 | 0.85686 | 1.0785 | 1.6459 | 10.7361 | 1.747 | 3.8656 | 0.56562 | 0.78404 | 0.050774 | 6.4711 | 3.0725 | 0.11857 | 0.35422 | 0.15749 | 0.32147 | 0.07737 | 0.12296 | 0.50218 | 0.19433 | 2.2657 | 2.5023 | 0.089032 | 1.8553 | 0.4952 | 0.013656 | 0.60141 | 0.51031 | 0.12313 | 0.070248 | 8.8073 | 8.1088 | 14.9843 | 0.50943 | 17.7192 | 2527.9079 | 0 | 0 | 0.92494 | 0.018365 | 0.75515 | 0.019491 | 0.61365 | 0.00091891 | 0 | 0 | 0 | 0 | 0.037662 | 0.0015838 | 0.059906 | 0.00033834 | 0 | 0 | 4.2433 | 0.2582 | 0.024722 | 0.018045 | 0.015268 | 0.0003195 | 0.015597 | 0.0012455 | 0.015265 | 0.00033834 | 0.015268 | 0.0002736 | 0.014874 | 6.4736e-05 | 0.89625
66 | 45332.2375 | 0.84028 | 0.95005 | 1.1354 | 1.6571 | 11.3212 | 3.6447 | 1.1418 | 0.50014 | 0.93732 | 0.040724 | 6.1931 | 0.51757 | 0.17563 | 0.38861 | 0.12719 | 0.30701 | 0.067314 | 0.11944 | 0.3684 | 0.18835 | 2.6496 | 2.0855 | 0.098226 | 2.0099 | 0.45213 | 0.013532 | 0.53087 | 0.50963 | 0.10805 | 0.072626 | 7.0915 | 8.7698 | 11.0302 | 0.48062 | 16.3324 | 2179.3593 | 0 | 0 | 0.88883 | 0.016175 | 0.64654 | 0.016491 | 0.64901 | 0.00091891 | 0 | 0 | 0 | 0 | 0.037622 | 0.0013609 | 0.057437 | 0.00028915 | 0 | 0 | 3.8234 | 0.22211 | 0.023712 | 0.0159 | 0.015268 | 0.00027486 | 0.015557 | 0.0010717 | 0.015265 | 0.00028915 | 0.01506 | 0.00023381 | 0.014874 | 5.5336e-05 | 0.93469
67 | 45805.3931 | 0.85049 | 0.86262 | 1.281 | 1.1684 | 9.5846 | 2.0622 | 2.8416 | 1.3845 | 0.70554 | 0.036108 | 7.4032 | 2.1102 | 0.3386 | 0.34557 | 0.1511 | 0.32209 | 0.0751 | 0.12851 | 0.38829 | 0.2212 | 2.0685 | 2.5703 | 0.0693 | 1.781 | 0.45441 | 0.013181 | 0.54605 | 0.50517 | 0.11173 | 0.079232 | 10.9516 | 8.9137 | 12.7811 | 0.54326 | 15.1843 | 2148.3317 | 0 | 0 | 0.80639 | 0.015962 | 0.66682 | 0.016491 | 0.41632 | 0.00091891 | 0 | 0 | 0 | 0 | 0.037622 | 0.0013512 | 0.057346 | 0.00028701 | 0 | 0 | 3.7822 | 0.21864 | 0.023612 | 0.015691 | 0.015268 | 0.00027049 | 0.015557 | 0.0010642 | 0.015265 | 0.00028701 | 0.01506 | 0.00023209 | 0.014874 | 5.4921e-05 | 0.74533
68 | 46282.7421 | 0.7562 | 0.94055 | 1.0655 | 1.8542 | 7.9516 | 1.6616 | 3.9517 | 0.76974 | 1.1933 | 0.035333 | 6.2878 | 1.7694 | 0.40813 | 0.36784 | 0.14394 | 0.34962 | 0.079566 | 0.1038 | 0.41752 | 0.20369 | 2.6573 | 2.2838 | 0.09346 | 1.8157 | 0.46363 | 0.014381 | 0.57085 | 0.45048 | 0.10354 | 0.069852 | 8.6632 | 7.6295 | 14.2927 | 0.43819 | 15.7059 | 2206.5235 | 0 | 0 | 0.91549 | 0.016425 | 0.69915 | 0.016491 | 0.40321 | 0.00091891 | 0 | 0 | 0 | 0 | 0.037622 | 0.0013845 | 0.057689 | 0.00029443 | 0 | 0 | 3.8575 | 0.22498 | 0.023828 | 0.016146 | 0.015268 | 0.00027995 | 0.015557 | 0.00109 | 0.015265 | 0.00029443 | 0.01506 | 0.00023809 | 0.014874 | 5.6346e-05 | 0.89196
69 | 55376.5024 | 0.7753 | 0.89112 | 1.1835 | 1.7224 | 12.2545 | 1.7724 | 2.6425 | 0.81509 | 0.44694 | 0.021744 | 8.2272 | 0.57612 | 0.404 | 0.37539 | 0.16876 | 0.32512 | 0.072559 | 0.14762 | 0.50732 | 0.22041 | 2.4391 | 2.2054 | 0.087571 | 1.7357 | 0.44045 | 0.013272 | 0.51999 | 0.44008 | 0.11737 | 0.065563 | 5.3182 | 9.7731 | 8.5643 | 0.57125 | 17.3209 | 2603.9978 | 0 | 0 | 0.9177 | 0.018874 | 0.65651 | 0.019491 | 0.5596 | 0.00091891 | 0 | 0 | 0 | 0 | 0.037662 | 0.0016302 | 0.060346 | 0.00034853 | 0 | 0 | 4.3396 | 0.26667 | 0.024955 | 0.018544 | 0.015268 | 0.00032999 | 0.015597 | 0.0012817 | 0.015265 | 0.00034853 | 0.015268 | 0.00028184 | 0.014874 | 6.6691e-05 | 1.0186
70 | 48300.867 | 0.94976 | 0.80814 | 1.1933 | 1.6334 | 10.3344 | 2.0432 | 2.4823 | 0.74389 | 0.22789 | 0.035534 | 6.0622 | 2.2886 | 0.22806 | 0.32899 | 0.15205 | 0.36522 | 0.083182 | 0.16468 | 0.38975 | 0.20204 | 1.8942 | 2.0404 | 0.075925 | 1.8815 | 0.41264 | 0.013482 | 0.54328 | 0.45879 | 0.091578 | 0.059451 | 9.2563 | 8.3868 | 11.5337 | 0.70541 | 15.5874 | 2220.426 | 0 | 0 | 0.81921 | 0.01646 | 0.65758 | 0.016491 | 0.4618 | 0.00091891 | 0 | 0 | 0 | 0 | 0.037622 | 0.0014042 | 0.057926 | 0.00029914 | 0 | 0 | 3.8769 | 0.22662 | 0.023844 | 0.016179 | 0.015268 | 0.00028062 | 0.015557 | 0.0011051 | 0.015265 | 0.00029914 | 0.01506 | 0.0002419 | 0.014874 | 5.7236e-05 | 0.69118
71 | 56923.2943 | 0.84093 | 0.75839 | 0.95879 | 1.266 | 11.7392 | 2.0382 | 1.835 | 1.2672 | 0.46704 | 0.040503 | 9.9383 | 0.91858 | 0.35729 | 0.37751 | 0.12459 | 0.31552 | 0.073367 | 0.11525 | 0.47616 | 0.21106 | 2.1667 | 2.1553 | 0.10435 | 2.2461 | 0.49123 | 0.012642 | 0.562 | 0.48153 | 0.1118 | 0.059554 | 12.161 | 9.0487 | 15.1307 | 0.54014 | 17.3894 | 2571.9953 | 0 | 0 | 0.9281 | 0.018657 | 0.76325 | 0.019491 | 0.48796 | 0.00091891 | 0 | 0 | 0 | 0 | 0.037662 | 0.0016292 | 0.060365 | 0.00034856 | 0 | 0 | 4.2988 | 0.26307 | 0.024856 | 0.018331 | 0.015268 | 0.00032545 | 0.015597 | 0.0012806 | 0.015265 | 0.00034856 | 0.015268 | 0.00028188 | 0.014873 | 6.6683e-05 | 0.86636
72 | 53012.5147 | 0.8081 | 0.77425 | 1.3947 | 1.7719 | 7.3009 | 4.7297 | 3.1729 | 0.79114 | 1.0531 | 0.07348 | 9.8158 | 2.0619 | 0.31466 | 0.3948 | 0.11947 | 0.29165 | 0.085848 | 0.11658 | 0.42177 | 0.18255 | 2.197 | 2.3356 | 0.082025 | 1.6921 | 0.38321 | 0.015732 | 0.59962 | 0.48352 | 0.1166 | 0.082986 | 9.6504 | 7.8368 | 9.3964 | 0.53394 | 15.9384 | 2421.0522 | 0 | 0 | 0.78173 | 0.017645 | 0.65336 | 0.019491 | 0.43871 | 0.00091891 | 0 | 0 | 0 | 0 | 0.037663 | 0.0015222 | 0.059332 | 0.00032518 | 0 | 0 | 4.1067 | 0.24629 | 0.024392 | 0.017341 | 0.015268 | 0.00030477 | 0.015598 | 0.001197 | 0.015265 | 0.00032518 | 0.015268 | 0.00026297 | 0.014873 | 6.2207e-05 | 0.86459
73 | 45454.0801 | 0.82067 | 0.95702 | 1.226 | 1.3612 | 14.4457 | 3.641 | 0.50275 | 0.75588 | 0.32369 | 0.041468 | 6.1973 | 2.5889 | 0.38287 | 0.35984 | 0.13271 | 0.30266 | 0.080545 | 0.11041 | 0.44305 | 0.19723 | 2.5749 | 2.3553 | 0.074042 | 1.8035 | 0.40754 | 0.015819 | 0.55462 | 0.49718 | 0.10171 | 0.061658 | 14.3427 | 6.9456 | 9.2782 | 0.45333 | 15.2398 | 2189.5889 | 0 | 0 | 0.8656 | 0.016245 | 0.62321 | 0.016491 | 0.40511 | 0.00091891 | 0 | 0 | 0 | 0 | 0.037622 | 0.0013662 | 0.057478 | 0.00029001 | 0 | 0 | 3.837 | 0.22325 | 0.023744 | 0.015968 | 0.015268 | 0.00027623 | 0.015557 | 0.0010762 | 0.015265 | 0.00029001 | 0.01506 | 0.00023451 | 0.014874 | 5.55e-05 | 0.87566
74 | 42616.4585 | 0.91234 | 0.98298 | 1.3781 | 1.532 | 10.6854 | 1.8475 | 2.9042 | 1.0562 | 0.25948 | 0.069524 | 8.8166 | 1.5754 | 0.20237 | 0.31909 | 0.16805 | 0.40575 | 0.081073 | 0.11091 | 0.42867 | 0.16853 | 1.881 | 2.7423 | 0.09004 | 2.1024 | 0.36798 | 0.01422 | 0.63863 | 0.47965 | 0.11441 | 0.073051 | 10.8626 | 8.1907 | 14.9979 | 0.43666 | 15.3406 | 2078.6943 | 0 | 0 | 0.81536 | 0.01549 | 0.69167 | 0.016491 | 0.48054 | 0.00091891 | 0 | 0 | 0 | 0 | 0.037623 | 0.001291 | 0.056685 | 0.00027362 | 0 | 0 | 3.6898 | 0.21094 | 0.023392 | 0.015229 | 0.015268 | 0.00026101 | 0.015558 | 0.0010173 | 0.015265 | 0.00027362 | 0.01506 | 0.00022125 | 0.014874 | 5.2366e-05 | 0.75287
75 | 44729.2222 | 0.88078 | 0.73827 | 1.3577 | 1.4662 | 8.2809 | 3.2371 | 0.55957 | 1.7103 | 0.78645 | 0.063842 | 6.2683 | 1.3679 | 0.40285 | 0.35009 | 0.14636 | 0.32646 | 0.070341 | 0.11952 | 0.45543 | 0.21568 | 2.1987 | 2.54 | 0.098889 | 1.5804 | 0.48463 | 0.013994 | 0.6218 | 0.49916 | 0.10118 | 0.084807 | 10.5915 | 8.8262 | 15.9388 | 0.59754 | 14.7377 | 2035.8811 | 0 | 0 | 0.7197 | 0.01515 | 0.69734 | 0.016491 | 0.41606 | 0.00091891 | 0 | 0 | 0 | 0 | 0.037623 | 0.0012849 | 0.056691 | 0.00027316 | 0 | 0 | 3.6329 | 0.20623 | 0.022631 | 0.014896 | 0.015268 | 0.00025415 | 0.015558 | 0.0010118 | 0.015265 | 0.00027316 | 0.01506 | 0.0002209 | 0.014873 | 5.2259e-05 | 0.61171
76 | 46376.3312 | 0.81229 | 0.76121 | 1.4361 | 1.5445 | 13.3738 | 4.0005 | 1.3864 | 1.7341 | 0.36704 | 0.074286 | 8.6357 | 0.58669 | 0.37915 | 0.35155 | 0.13464 | 0.3642 | 0.097765 | 0.14707 | 0.43669 | 0.18471 | 2.0768 | 2.0492 | 0.077941 | 2.0657 | 0.41676 | 0.013648 | 0.64988 | 0.54193 | 0.11195 | 0.058591 | 6.8333 | 8.6683 | 10.5026 | 0.65973 | 15.126 | 2109.7954 | 0 | 0 | 0.72597 | 0.015711 | 0.63283 | 0.016491 | 0.51547 | 0.00091891 | 0 | 0 | 0 | 0 | 0.037623 | 0.0013369 | 0.057239 | 0.00028451 | 0 | 0 | 3.7304 | 0.21431 | 0.023495 | 0.015446 | 0.015268 | 0.00026546 | 0.015557 | 0.0010524 | 0.015265 | 0.00028451 | 0.01506 | 0.00023008 | 0.014873 | 5.4433e-05 | 0.66021
77 | 47085.2704 | 0.81792 | 0.90133 | 1.1132 | 1.7239 | 6.0051 | 2.9826 | 3.2639 | 1.7975 | 0.18348 | 0.034259 | 9.6739 | 3.2151 | 0.36996 | 0.35742 | 0.14067 | 0.31072 | 0.080682 | 0.12554 | 0.4794 | 0.20535 | 1.8189 | 2.4658 | 0.080589 | 1.7765 | 0.36727 | 0.012825 | 0.57794 | 0.44661 | 0.13242 | 0.067988 | 7.8274 | 9.2434 | 8.7709 | 0.48754 | 15.4303 | 2241.4095 | 0 | 0 | 0.88449 | 0.016498 | 0.62003 | 0.016491 | 0.40221 | 0.00091891 | 0 | 0 | 0 | 0 | 0.037622 | 0.001396 | 0.057814 | 0.000297 | 0 | 0 | 3.9075 | 0.22921 | 0.023861 | 0.016216 | 0.015268 | 0.0002814 | 0.015557 | 0.001099 | 0.015265 | 0.000297 | 0.01506 | 0.00024017 | 0.014874 | 5.6833e-05 | 0.83632
78 | 41538.1068 | 0.95501 | 0.72266 | 1.0514 | 1.2208 | 13.2229 | 3.1593 | 2.0955 | 0.88802 | 0.66673 | 0.04366 | 6.6181 | 1.159 | 0.3208 | 0.30686 | 0.12414 | 0.30796 | 0.092104 | 0.12511 | 0.4856 | 0.21668 | 2.1398 | 2.3167 | 0.081097 | 1.8213 | 0.38243 | 0.012992 | 0.64349 | 0.5515 | 0.11324 | 0.069671 | 7.0676 | 7.2282 | 10.2089 | 0.61429 | 14.1011 | 1888.991 | 0 | 0 | 0.76397 | 0.014186 | 0.60773 | 0.016491 | 0.44029 | 0.00091891 | 0 | 0 | 0 | 0 | 0.037624 | 0.0011961 | 0.055726 | 0.00025377 | 0 | 0 | 3.4319 | 0.18983 | 0.022178 | 0.013951 | 0.01506 | 0.00023483 | 0.015559 | 0.00094229 | 0.015265 | 0.00025377 | 0.01506 | 0.00020522 | 0.014873 | 4.8556e-05 | 0.48587
79 | 52324.023 | 0.99013 | 0.89682 | 1.0069 | 1.235 | 9.9543 | 3.9022 | 0.77036 | 0.52708 | 1.0837 | 0.062519 | 7.5074 | 3.8312 | 0.421 | 0.33433 | 0.11087 | 0.3406 | 0.06603 | 0.13134 | 0.41812 | 0.2132 | 2.5687 | 2.1481 | 0.094381 | 1.4382 | 0.42465 | 0.012471 | 0.52513 | 0.43855 | 0.12695 | 0.06486 | 10.3868 | 6.8136 | 8.5739 | 0.5086 | 16.2761 | 2456.1325 | 0 | 0 | 0.96196 | 0.018016 | 0.6453 | 0.019491 | 0.39712 | 0.00091891 | 0 | 0 | 0 | 0 | 0.037663 | 0.0015505 | 0.059565 | 0.00033076 | 0 | 0 | 4.1484 | 0.24991 | 0.024562 | 0.017704 | 0.015268 | 0.00031231 | 0.015597 | 0.0012197 | 0.015265 | 0.00033076 | 0.015268 | 0.00026745 | 0.014874 | 6.3301e-05 | 0.86425
80 | 44056.2171 | 0.89487 | 0.99325 | 1.4374 | 1.3352 | 15.1523 | 2.1226 | 1.6103 | 0.43492 | 0.55039 | 0.02315 | 7.8958 | 1.2752 | 0.23476 | 0.31877 | 0.16113 | 0.32351 | 0.091457 | 0.13141 | 0.44406 | 0.17092 | 2.2276 | 1.9892 | 0.079199 | 1.8505 | 0.40608 | 0.014567 | 0.48254 | 0.5569 | 0.13698 | 0.062377 | 8.5064 | 9.1433 | 11.3771 | 0.47664 | 15.3183 | 2140.3216 | 0 | 0 | 0.81722 | 0.015968 | 0.64823 | 0.016491 | 0.46909 | 0.00091891 | 0 | 0 | 0 | 0 | 0.037623 | 0.0013398 | 0.0572 | 0.0002843 | 0 | 0 | 3.7703 | 0.21765 | 0.023615 | 0.015697 | 0.015268 | 0.00027063 | 0.015557 | 0.0010555 | 0.015265 | 0.0002843 | 0.01506 | 0.00022988 | 0.014874 | 5.4418e-05 | 0.78794
81 | 43327.5448 | 0.93648 | 0.9714 | 1.5263 | 1.3067 | 13.7281 | 2.9029 | 1.1068 | 1.359 | 0.13011 | 0.073078 | 7.2357 | 3.9591 | 0.1864 | 0.31822 | 0.14995 | 0.36282 | 0.082356 | 0.12318 | 0.43746 | 0.20555 | 2.1734 | 2.0867 | 0.086633 | 1.971 | 0.35843 | 0.011003 | 0.62765 | 0.49326 | 0.11834 | 0.085016 | 7.7726 | 6.3991 | 13.6347 | 0.46738 | 15.1855 | 2103.9873 | 0 | 0 | 0.78293 | 0.015661 | 0.67238 | 0.016491 | 0.46037 | 0.00091891 | 0 | 0 | 0 | 0 | 0.037623 | 0.0013074 | 0.056851 | 0.00027701 | 0 | 0 | 3.7237 | 0.21375 | 0.023472 | 0.015396 | 0.015268 | 0.00026443 | 0.015557 | 0.0010304 | 0.015265 | 0.00027701 | 0.01506 | 0.000224 | 0.014874 | 5.3011e-05 | 0.75198
82 | 42314.0257 | 0.95986 | 0.98546 | 1.0362 | 1.1478 | 7.7653 | 2.9544 | 1.0954 | 0.69518 | 1.1517 | 0.05621 | 9.7548 | 1.0171 | 0.21067 | 0.31467 | 0.13567 | 0.38335 | 0.087494 | 0.12916 | 0.41766 | 0.17844 | 1.9531 | 2.3456 | 0.084674 | 1.9983 | 0.47719 | 0.011708 | 0.4317 | 0.46904 | 0.1211 | 0.082092 | 10.3133 | 6.523 | 11.7736 | 0.49281 | 15.4503 | 2066.7793 | 0 | 0 | 0.91518 | 0.015409 | 0.64429 | 0.016491 | 0.50437 | 0.00091891 | 0 | 0 | 0 | 0 | 0.037623 | 0.0012841 | 0.056598 | 0.00027185 | 0 | 0 | 3.6739 | 0.20962 | 0.023354 | 0.01515 | 0.015268 | 0.00025934 | 0.015558 | 0.0010122 | 0.015265 | 0.00027185 | 0.01506 | 0.00021983 | 0.014874 | 5.2029e-05 | 0.7395
83 | 36802.7476 | 0.90726 | 0.99292 | 1.2292 | 1.4885 | 14.7237 | 1.8729 | 1.2092 | 1.0511 | 0.71013 | 0.046333 | 9.0491 | 1.5522 | 0.4392 | 0.34467 | 0.15107 | 0.29319 | 0.077305 | 0.13271 | 0.44047 | 0.192 | 1.987 | 2.3547 | 0.076301 | 1.9578 | 0.35224 | 0.010964 | 0.59701 | 0.49462 | 0.1436 | 0.062499 | 11.601 | 9.6642 | 10.3425 | 0.47824 | 13.8195 | 1835.3839 | 0 | 0 | 0.80753 | 0.013746 | 0.60387 | 0.016491 | 0.39046 | 0.00091891 | 0 | 0 | 0 | 0 | 0.037416 | 0.0011269 | 0.054904 | 0.00023843 | 0 | 0 | 3.3607 | 0.18411 | 0.02197 | 0.01352 | 0.01506 | 0.0002261 | 0.015559 | 0.00088846 | 0.015057 | 0.00023843 | 0.01506 | 0.00019278 | 0.014874 | 4.5645e-05 | 0.71163
84 | 43180.3622 | 0.8153 | 0.80877 | 1.4587 | 1.4622 | 12.7608 | 2.8547 | 0.98333 | 1.4148 | 0.86654 | 0.064654 | 6.6535 | 1.7625 | 0.11917 | 0.28432 | 0.13902 | 0.34878 | 0.07152 | 0.14412 | 0.41132 | 0.17624 | 1.8623 | 2.2952 | 0.10666 | 2.0809 | 0.47211 | 0.014844 | 0.45258 | 0.44042 | 0.13127 | 0.066391 | 10.271 | 7.1349 | 14.7939 | 0.61915 | 15.1334 | 2003.7275 | 0 | 0 | 0.72267 | 0.014987 | 0.67957 | 0.016491 | 0.55778 | 0.00091891 | 0 | 0 | 0 | 0 | 0.037623 | 0.0012612 | 0.056413 | 0.00026768 | 0 | 0 | 3.5883 | 0.20255 | 0.022555 | 0.014736 | 0.015268 | 0.00025088 | 0.015558 | 0.00099348 | 0.015265 | 0.00026768 | 0.01506 | 0.00021646 | 0.014874 | 5.1218e-05 | 0.53451
85 | 48632.8973 | 0.91904 | 0.77943 | 1.0768 | 1.3852 | 9.4133 | 0.84306 | 3.233 | 0.87923 | 0.9459 | 0.032584 | 6.5042 | 1.2404 | 0.40332 | 0.35189 | 0.13905 | 0.33691 | 0.068657 | 0.13051 | 0.46672 | 0.20473 | 2.1453 | 2.3288 | 0.089446 | 1.8492 | 0.50367 | 0.013331 | 0.52236 | 0.40789 | 0.10778 | 0.075602 | 9.987 | 6.5689 | 15.5853 | 0.59998 | 15.7425 | 2217.5758 | 0 | 0 | 0.84026 | 0.016428 | 0.71678 | 0.016491 | 0.43065 | 0.00091891 | 0 | 0 | 0 | 0 | 0.037622 | 0.0014052 | 0.057936 | 0.00029927 | 0 | 0 | 3.8733 | 0.22632 | 0.023829 | 0.016148 | 0.015268 | 0.00027995 | 0.015557 | 0.0011059 | 0.015265 | 0.00029927 | 0.01506 | 0.00024201 | 0.014874 | 5.7257e-05 | 0.71273
86 | 39194.0762 | 0.93515 | 0.84336 | 1.1223 | 1.6117 | 12.3482 | 3.0495 | 0.6079 | 1.1529 | 0.8274 | 0.033434 | 7.6214 | 0.71614 | 0.34202 | 0.30488 | 0.12558 | 0.32036 | 0.086163 | 0.12022 | 0.49868 | 0.2095 | 1.8872 | 2.219 | 0.0971 | 1.9866 | 0.44223 | 0.013898 | 0.52055 | 0.45073 | 0.11294 | 0.079945 | 8.9277 | 8.686 | 13.8491 | 0.53765 | 14.251 | 1856.4224 | 0 | 0 | 0.78755 | 0.013948 | 0.64618 | 0.016491 | 0.45171 | 0.00091891 | 0 | 0 | 0 | 0 | 0.037416 | 0.0011565 | 0.055262 | 0.00024499 | 0 | 0 | 3.3879 | 0.18629 | 0.022065 | 0.013718 | 0.01506 | 0.00023012 | 0.015559 | 0.00091149 | 0.015057 | 0.00024499 | 0.01506 | 0.00019811 | 0.014874 | 4.6882e-05 | 0.54741
87 | 38545.0559 | 0.85576 | 0.81224 | 1.2088 | 1.5467 | 11.8929 | 3.4758 | 2.4332 | 1.4808 | 0.98392 | 0.024419 | 6.9123 | 3.8907 | 0.43495 | 0.35614 | 0.12038 | 0.36033 | 0.083157 | 0.12481 | 0.4672 | 0.19411 | 2.3256 | 2.4766 | 0.092106 | 2.0853 | 0.39394 | 0.013883 | 0.57891 | 0.42808 | 0.14363 | 0.072266 | 7.749 | 6.8907 | 10.5327 | 0.54071 | 13.4938 | 1822.6957 | 0 | 0 | 0.74476 | 0.013648 | 0.6039 | 0.016491 | 0.35744 | 0.00091891 | 0 | 0 | 0 | 0 | 0.037416 | 0.0011283 | 0.054955 | 0.00023901 | 0 | 0 | 3.3431 | 0.1827 | 0.021923 | 0.013424 | 0.01506 | 0.00022414 | 0.015559 | 0.00088929 | 0.015057 | 0.00023901 | 0.01506 | 0.00019328 | 0.014874 | 4.5733e-05 | 0.60072
88 | 42569.8881 | 0.85853 | 0.89403 | 1.4211 | 1.3842 | 13.9668 | 3.1955 | 2.3102 | 0.70833 | 0.21324 | 0.020675 | 9.6321 | 0.76066 | 0.28237 | 0.34676 | 0.15186 | 0.32685 | 0.086386 | 0.12523 | 0.4119 | 0.17933 | 2.3015 | 2.1974 | 0.095445 | 1.9269 | 0.39069 | 0.012584 | 0.55784 | 0.41748 | 0.10244 | 0.075143 | 9.5763 | 8.2383 | 9.4521 | 0.52593 | 14.7532 | 2026.718 | 0 | 0 | 0.76467 | 0.015134 | 0.61146 | 0.016491 | 0.48654 | 0.00091891 | 0 | 0 | 0 | 0 | 0.037623 | 0.0012656 | 0.056431 | 0.00026823 | 0 | 0 | 3.6199 | 0.20515 | 0.022624 | 0.01488 | 0.015268 | 0.00025383 | 0.015558 | 0.00099732 | 0.015265 | 0.00026823 | 0.01506 | 0.00021691 | 0.014874 | 5.1329e-05 | 0.72619
89 | 46197.9196 | 0.88774 | 0.97016 | 0.96482 | 1.5261 | 12.7566 | 4.9377 | 2.824 | 0.59324 | 0.34769 | 0.062035 | 6.782 | 3.1882 | 0.17378 | 0.27239 | 0.14641 | 0.3236 | 0.071138 | 0.13377 | 0.48664 | 0.20924 | 2.4131 | 2.5284 | 0.096866 | 2.1055 | 0.37217 | 0.013741 | 0.64417 | 0.46393 | 0.11557 | 0.075462 | 12.1241 | 8.181 | 12.1466 | 0.50113 | 16.1505 | 2230.5456 | 0 | 0 | 0.97047 | 0.016522 | 0.66699 | 0.016491 | 0.49322 | 0.00091891 | 0 | 0 | 0 | 0 | 0.037622 | 0.0013918 | 0.057746 | 0.00029572 | 0 | 0 | 3.8908 | 0.2278 | 0.023873 | 0.01624 | 0.015268 | 0.00028188 | 0.015557 | 0.0010961 | 0.015265 | 0.00029572 | 0.01506 | 0.00023913 | 0.014874 | 5.6595e-05 | 0.68532
90 | 45674.0453 | 0.81468 | 0.73519 | 1.1947 | 1.7062 | 11.6869 | 1.9719 | 1.9107 | 0.96651 | 0.40735 | 0.050152 | 9.1839 | 2.1334 | 0.15953 | 0.40332 | 0.14719 | 0.32745 | 0.085243 | 0.15105 | 0.45472 | 0.19957 | 2.1559 | 2.3363 | 0.086588 | 1.6852 | 0.37645 | 0.012279 | 0.56033 | 0.48993 | 0.11233 | 0.073293 | 10.1296 | 8.4704 | 15.3458 | 0.69989 | 15.3646 | 2086.4309 | 0 | 0 | 0.76205 | 0.015401 | 0.69454 | 0.016491 | 0.5077 | 0.00091891 | 0 | 0 | 0 | 0 | 0.037623 | 0.0013096 | 0.056964 | 0.00027875 | 0 | 0 | 3.7032 | 0.21205 | 0.023351 | 0.015142 | 0.015268 | 0.00025922 | 0.015557 | 0.0010309 | 0.015265 | 0.00027875 | 0.01506 | 0.00022542 | 0.014873 | 5.3328e-05 | 0.71608
91 | 39933.2751 | 0.88157 | 0.78739 | 1.0216 | 1.3424 | 8.0645 | 2.8661 | 1.9074 | 0.89572 | 0.2861 | 0.064027 | 7.6787 | 2.7421 | 0.23936 | 0.30928 | 0.14048 | 0.34009 | 0.086396 | 0.13988 | 0.50908 | 0.21248 | 2.7193 | 2.2412 | 0.10032 | 1.686 | 0.4509 | 0.011277 | 0.52712 | 0.49677 | 0.1056 | 0.072727 | 9.407 | 7.4386 | 14.9273 | 0.64085 | 14.1553 | 1856.1812 | 0 | 0 | 0.79487 | 0.013967 | 0.65845 | 0.016491 | 0.41168 | 0.00091891 | 0 | 0 | 0 | 0 | 0.037416 | 0.0011654 | 0.055369 | 0.00024693 | 0 | 0 | 3.3868 | 0.1862 | 0.022074 | 0.013737 | 0.01506 | 0.00023048 | 0.015559 | 0.00091846 | 0.015057 | 0.00024693 | 0.01506 | 0.00019968 | 0.014874 | 4.7251e-05 | 0.52081
92 | 54886.7438 | 0.96557 | 0.90835 | 1.2461 | 1.7531 | 12.8529 | 0.8608 | 3.0056 | 0.54714 | 0.084731 | 0.043849 | 7.4802 | 2.4591 | 0.35943 | 0.31023 | 0.11525 | 0.34685 | 0.062116 | 0.13838 | 0.48302 | 0.21423 | 2.3152 | 2.0831 | 0.090423 | 1.5756 | 0.42089 | 0.01437 | 0.55066 | 0.52383 | 0.12902 | 0.071613 | 11.2497 | 9.8975 | 9.8648 | 0.52288 | 16.7416 | 2570.137 | 0 | 0 | 0.90441 | 0.018818 | 0.67693 | 0.019491 | 0.43064 | 0.00091891 | 0 | 0 | 0 | 0 | 0.037662 | 0.0016212 | 0.060252 | 0.00034643 | 0 | 0 | 4.2927 | 0.26253 | 0.024929 | 0.018489 | 0.015268 | 0.00032883 | 0.015597 | 0.0012747 | 0.015265 | 0.00034643 | 0.015268 | 0.00028014 | 0.014874 | 6.6289e-05 | 0.8543
93 | 50386.3395 | 0.77974 | 0.8264 | 1.0545 | 1.6183 | 13.683 | 3.2794 | 3.8759 | 1.6208 | 0.29567 | 0.036062 | 9.6694 | 3.6713 | 0.42858 | 0.33269 | 0.1423 | 0.30113 | 0.074371 | 0.13075 | 0.49759 | 0.17136 | 2.186 | 1.8955 | 0.10933 | 1.5424 | 0.37822 | 0.014543 | 0.55161 | 0.43764 | 0.12532 | 0.073314 | 6.526 | 6.8162 | 11.7076 | 0.54488 | 15.7988 | 2327.2381 | 0 | 0 | 0.88758 | 0.017137 | 0.68 | 0.019491 | 0.3875 | 0.00091891 | 0 | 0 | 0 | 0 | 0.037663 | 0.0014677 | 0.058771 | 0.00031295 | 0 | 0 | 3.9823 | 0.2356 | 0.024158 | 0.016843 | 0.015268 | 0.00029439 | 0.015598 | 0.0011548 | 0.015265 | 0.00031295 | 0.015268 | 0.00025307 | 0.014874 | 5.9879e-05 | 0.74902
94 | 50198.7569 | 0.98506 | 0.74415 | 1.4723 | 1.8566 | 9.5662 | 1.4413 | 2.4444 | 1.2809 | 0.24251 | 0.067014 | 7.5514 | 1.7231 | 0.23882 | 0.27931 | 0.14722 | 0.34483 | 0.076714 | 0.13948 | 0.4824 | 0.20419 | 2.0867 | 2.6549 | 0.10075 | 1.9132 | 0.44877 | 0.013643 | 0.61 | 0.40698 | 0.12453 | 0.084383 | 10.1493 | 7.1588 | 9.1205 | 0.63445 | 15.405 | 2253.6722 | 0 | 0 | 0.73361 | 0.016716 | 0.62713 | 0.016491 | 0.47293 | 0.00091891 | 0 | 0 | 0 | 0 | 0.037664 | 0.0014344 | 0.058258 | 0.00030609 | 0 | 0 | 3.9194 | 0.23023 | 0.023963 | 0.01643 | 0.015268 | 0.00028583 | 0.015598 | 0.0011284 | 0.015265 | 0.00030609 | 0.01506 | 0.00024753 | 0.014873 | 5.8552e-05 | 0.55267
95 | 43946.8825 | 0.83754 | 0.84023 | 1.1792 | 1.6708 | 8.6329 | 4.6077 | 3.7239 | 1.8244 | 0.69781 | 0.079145 | 9.7497 | 1.9522 | 0.28346 | 0.35813 | 0.1563 | 0.35237 | 0.080129 | 0.1521 | 0.53213 | 0.20728 | 2.5263 | 1.9859 | 0.082808 | 1.8668 | 0.37978 | 0.01342 | 0.53419 | 0.52477 | 0.095109 | 0.059973 | 6.9854 | 9.0575 | 10.0276 | 0.64722 | 14.7369 | 2055.6928 | 0 | 0 | 0.80827 | 0.015329 | 0.62152 | 0.016491 | 0.42266 | 0.00091891 | 0 | 0 | 0 | 0 | 0.037623 | 0.0012914 | 0.056739 | 0.00027438 | 0 | 0 | 3.6587 | 0.20836 | 0.023317 | 0.015072 | 0.015268 | 0.00025778 | 0.015558 | 0.0010171 | 0.015265 | 0.00027438 | 0.01506 | 0.00022187 | 0.014874 | 5.2505e-05 | 0.71766
96 | 49989.9123 | 0.88319 | 0.9017 | 1.1617 | 1.6383 | 11.1347 | 3.1185 | 1.4756 | 0.42189 | 0.58689 | 0.031295 | 7.6674 | 1.7099 | 0.38312 | 0.2819 | 0.13303 | 0.31273 | 0.079907 | 0.10568 | 0.47653 | 0.20178 | 2.0748 | 2.3376 | 0.07744 | 1.7377 | 0.49314 | 0.013544 | 0.60184 | 0.55012 | 0.10704 | 0.069138 | 10.0625 | 7.9048 | 14.7137 | 0.44795 | 16.2296 | 2358.5104 | 0 | 0 | 0.89142 | 0.017356 | 0.73217 | 0.019491 | 0.41649 | 0.00091891 | 0 | 0 | 0 | 0 | 0.037663 | 0.00148 | 0.058871 | 0.00031535 | 0 | 0 | 4.023 | 0.23908 | 0.024259 | 0.017057 | 0.015268 | 0.00029887 | 0.015598 | 0.0011646 | 0.015265 | 0.00031535 | 0.015268 | 0.00025501 | 0.014874 | 6.0346e-05 | 0.70068
97 | 42603.9566 | 0.76889 | 0.78094 | 0.96679 | 1.7131 | 12.1959 | 3.0286 | 1.7077 | 1.2518 | 1.1858 | 0.024137 | 7.6964 | 3.9926 | 0.21991 | 0.31474 | 0.16507 | 0.33408 | 0.068936 | 0.11064 | 0.43713 | 0.19261 | 1.9759 | 2.3104 | 0.076319 | 2.1178 | 0.39469 | 0.014557 | 0.45157 | 0.5039 | 0.12845 | 0.071347 | 8.7958 | 7.8458 | 12.8906 | 0.51944 | 14.6841 | 1982.4828 | 0 | 0 | 0.83112 | 0.014709 | 0.64746 | 0.016491 | 0.42688 | 0.00091891 | 0 | 0 | 0 | 0 | 0.037624 | 0.0012363 | 0.056159 | 0.0002625 | 0 | 0 | 3.5631 | 0.20049 | 0.022424 | 0.014464 | 0.01506 | 0.00024531 | 0.015558 | 0.00097382 | 0.015265 | 0.0002625 | 0.01506 | 0.00021227 | 0.014874 | 5.0223e-05 | 0.55978
98 | 42681.3795 | 0.98644 | 0.96717 | 1.0981 | 1.718 | 13.6359 | 2.1127 | 0.81887 | 1.9433 | 0.29741 | 0.055636 | 9.3984 | 2.8975 | 0.34901 | 0.35973 | 0.13345 | 0.35758 | 0.074937 | 0.12258 | 0.45718 | 0.17019 | 2.4536 | 1.9906 | 0.087429 | 1.8383 | 0.40822 | 0.014178 | 0.67727 | 0.41487 | 0.1127 | 0.069878 | 9.5444 | 8.63 | 14.5777 | 0.47307 | 15.1524 | 2072.6519 | 0 | 0 | 0.88737 | 0.015448 | 0.68561 | 0.016491 | 0.40078 | 0.00091891 | 0 | 0 | 0 | 0 | 0.037623 | 0.0012894 | 0.056681 | 0.00027352 | 0 | 0 | 3.6817 | 0.21027 | 0.023373 | 0.015188 | 0.015268 | 0.00026018 | 0.015558 | 0.0010158 | 0.015265 | 0.00027352 | 0.01506 | 0.00022117 | 0.014874 | 5.2348e-05 | 0.83309
99 | 51791.9946 | 0.81506 | 0.79952 | 1.2768 | 1.3059 | 7.8215 | 0.72296 | 3.7628 | 1.1868 | 0.85656 | 0.078942 | 6.5135 | 2.295 | 0.11275 | 0.35387 | 0.12195 | 0.35622 | 0.081347 | 0.099885 | 0.43313 | 0.19055 | 2.2717 | 2.0175 | 0.088965 | 1.7209 | 0.51626 | 0.012386 | 0.49705 | 0.46506 | 0.14385 | 0.073204 | 11.0783 | 6.9622 | 9.1649 | 0.44061 | 16.5892 | 2387.3701 | 0 | 0 | 0.81574 | 0.017414 | 0.64668 | 0.019491 | 0.61341 | 0.00091891 | 0 | 0 | 0 | 0 | 0.037663 | 0.0015063 | 0.059171 | 0.00032168 | 0 | 0 | 4.0632 | 0.24254 | 0.024285 | 0.017114 | 0.015268 | 0.00030001 | 0.015598 | 0.0011847 | 0.015265 | 0.00032168 | 0.015268 | 0.00026012 | 0.014874 | 6.156e-05 | 0.78736
100 | 52583.7824 | 0.95443 | 0.78141 | 1.3202 | 1.2812 | 8.2324 | 4.3205 | 0.75835 | 0.59777 | 1.1068 | 0.063547 | 9.1642 | 3.4038 | 0.22186 | 0.39864 | 0.14096 | 0.32152 | 0.08438 | 0.13393 | 0.4458 | 0.20199 | 2.1584 | 1.9162 | 0.095864 | 1.9829 | 0.43877 | 0.013364 | 0.50038 | 0.55238 | 0.12288 | 0.070238 | 6.6219 | 8.7951 | 15.5196 | 0.58807 | 16.434 | 2407.6954 | 0 | 0 | 0.80024 | 0.017552 | 0.74806 | 0.019491 | 0.46717 | 0.00091891 | 0 | 0 | 0 | 0 | 0.037663 | 0.0015302 | 0.059429 | 0.00032738 | 0 | 0 | 4.0891 | 0.24477 | 0.024349 | 0.01725 | 0.015268 | 0.00030283 | 0.015597 | 0.0012028 | 0.015265 | 0.00032738 | 0.015268 | 0.00026472 | 0.014874 | 6.2666e-05 | 0.87688
101 | 43455.5026 | 0.92302 | 0.95546 | 1.4769 | 1.5713 | 15.4172 | 2.0551 | 2.2226 | 0.79013 | 0.73436 | 0.06877 | 9.8768 | 2.7864 | 0.2792 | 0.35366 | 0.10999 | 0.31886 | 0.089753 | 0.10409 | 0.40195 | 0.1901 | 2.0006 | 1.9635 | 0.09605 | 1.8751 | 0.47903 | 0.013758 | 0.45011 | 0.55413 | 0.13257 | 0.064883 | 7.6668 | 6.6975 | 9.6015 | 0.41893 | 14.8193 | 2100.7501 | 0 | 0 | 0.78724 | 0.01564 | 0.61958 | 0.016491 | 0.42165 | 0.00091891 | 0 | 0 | 0 | 0 | 0.037623 | 0.0013083 | 0.056879 | 0.00027755 | 0 | 0 | 3.7192 | 0.21338 | 0.023462 | 0.015376 | 0.015268 | 0.00026403 | 0.015557 | 0.0010308 | 0.015265 | 0.00027755 | 0.01506 | 0.00022443 | 0.014874 | 5.3118e-05 | 0.82122
102 | 42257.9898 | 0.95665 | 0.90668 | 1.0733 | 1.7386 | 12.4981 | 3.6142 | 1.9924 | 0.68131 | 0.93959 | 0.039029 | 7.449 | 1.3409 | 0.34406 | 0.29819 | 0.10869 | 0.35427 | 0.090026 | 0.11507 | 0.39216 | 0.19752 | 2.0048 | 2.2977 | 0.098094 | 2.0673 | 0.48023 | 0.013471 | 0.56548 | 0.44389 | 0.12382 | 0.069078 | 11.7411 | 9.0315 | 14.3354 | 0.47629 | 14.9447 | 2020.7421 | 0 | 0 | 0.86029 | 0.015088 | 0.67199 | 0.016491 | 0.42069 | 0.00091891 | 0 | 0 | 0 | 0 | 0.037623 | 0.0012597 | 0.056378 | 0.0002672 | 0 | 0 | 3.612 | 0.2045 | 0.022602 | 0.014835 | 0.015268 | 0.00025294 | 0.015558 | 0.00099254 | 0.015265 | 0.0002672 | 0.01506 | 0.00021606 | 0.014874 | 5.1133e-05 | 0.63084
103 | 47266.4637 | 0.81596 | 0.76319 | 1.3573 | 1.3996 | 10.3514 | 1.3621 | 2.7225 | 1.0657 | 1.0306 | 0.065937 | 7.687 | 0.87834 | 0.387 | 0.36308 | 0.12122 | 0.34703 | 0.067777 | 0.11623 | 0.52453 | 0.1979 | 2.1367 | 1.7588 | 0.077257 | 1.7695 | 0.46419 | 0.013969 | 0.54495 | 0.58324 | 0.11733 | 0.061283 | 9.525 | 6.3198 | 15.2375 | 0.54243 | 15.3092 | 2149.3627 | 0 | 0 | 0.74883 | 0.015967 | 0.70322 | 0.016491 | 0.44521 | 0.00091891 | 0 | 0 | 0 | 0 | 0.037622 | 0.0013625 | 0.057502 | 0.00029003 | 0 | 0 | 3.7833 | 0.21874 | 0.023615 | 0.015696 | 0.015268 | 0.00027061 | 0.015557 | 0.0010725 | 0.015265 | 0.00029003 | 0.01506 | 0.00023454 | 0.014873 | 5.5489e-05 | 0.69713
104 | 46689.689 | 0.86302 | 0.73121 | 1.2599 | 1.2534 | 11.8695 | 2.2479 | 0.66397 | 1.7454 | 0.42188 | 0.048574 | 9.8696 | 0.92535 | 0.28015 | 0.35089 | 0.12133 | 0.327 | 0.089452 | 0.15686 | 0.41861 | 0.19937 | 2.4278 | 2.2908 | 0.078131 | 1.8444 | 0.48296 | 0.014278 | 0.52034 | 0.4308 | 0.11975 | 0.075816 | 7.0095 | 8.5598 | 8.5902 | 0.72548 | 14.8539 | 2106.3282 | 0 | 0 | 0.75083 | 0.015673 | 0.60309 | 0.016491 | 0.46468 | 0.00091891 | 0 | 0 | 0 | 0 | 0.037623 | 0.0013383 | 0.057256 | 0.00028478 | 0 | 0 | 3.726 | 0.21395 | 0.023478 | 0.015409 | 0.015268 | 0.00026467 | 0.015557 | 0.0010535 | 0.015265 | 0.00028478 | 0.01506 | 0.0002303 | 0.014873 | 5.4483e-05 | 0.63286
105 | 50160.5034 | 0.80962 | 0.78152 | 1.1958 | 1.7894 | 6.5241 | 3.905 | 1.0913 | 1.1043 | 0.8493 | 0.060924 | 8.2574 | 2.9673 | 0.24704 | 0.35954 | 0.14418 | 0.35681 | 0.077254 | 0.15883 | 0.49346 | 0.23324 | 2.508 | 2.4818 | 0.097802 | 1.8323 | 0.46474 | 0.013403 | 0.53701 | 0.45462 | 0.11405 | 0.064665 | 10.0668 | 7.5176 | 11.5196 | 0.6891 | 15.7347 | 2282.7628 | 0 | 0 | 0.81682 | 0.016872 | 0.66342 | 0.016491 | 0.4451 | 0.00091891 | 0 | 0 | 0 | 0 | 0.037663 | 0.0014463 | 0.058574 | 0.00030854 | 0 | 0 | 3.9585 | 0.23356 | 0.024035 | 0.016583 | 0.015268 | 0.00028901 | 0.015598 | 0.0011378 | 0.015265 | 0.00030854 | 0.015268 | 0.00024951 | 0.014874 | 5.9029e-05 | 0.75346
106 | 47645.7229 | 0.80263 | 0.82753 | 1.3987 | 1.363 | 12.814 | 4.571 | 3.0609 | 1.0618 | 1.1835 | 0.02706 | 9.31 | 2.1925 | 0.28772 | 0.35293 | 0.13445 | 0.35358 | 0.085117 | 0.14534 | 0.36683 | 0.19932 | 2.0669 | 2.5067 | 0.083735 | 1.6912 | 0.48713 | 0.012593 | 0.56862 | 0.45865 | 0.13034 | 0.061533 | 10.8812 | 9.0606 | 11.1972 | 0.59642 | 15.2842 | 2206.2866 | 0 | 0 | 0.77402 | 0.016355 | 0.65153 | 0.016491 | 0.43041 | 0.00091891 | 0 | 0 | 0 | 0 | 0.037622 | 0.0013925 | 0.05779 | 0.00029629 | 0 | 0 | 3.8586 | 0.22507 | 0.023795 | 0.016076 | 0.015268 | 0.00027846 | 0.015557 | 0.0010962 | 0.015265 | 0.00029629 | 0.01506 | 0.00023959 | 0.014874 | 5.6693e-05 | 0.7527
107 | 50186.2051 | 0.91043 | 0.73056 | 1.2247 | 1.3967 | 8.9752 | 2.2899 | 2.4054 | 1.4871 | 0.38974 | 0.056883 | 6.5088 | 1.2123 | 0.18735 | 0.38425 | 0.15381 | 0.31184 | 0.086827 | 0.15121 | 0.49029 | 0.1996 | 2.1574 | 2.1346 | 0.075259 | 1.7827 | 0.45288 | 0.011815 | 0.50667 | 0.52086 | 0.098712 | 0.082717 | 7.3331 | 6.2631 | 13.3486 | 0.71793 | 15.8906 | 2240.1314 | 0 | 0 | 0.78143 | 0.01665 | 0.68958 | 0.016491 | 0.51399 | 0.00091891 | 0 | 0 | 0 | 0 | 0.037664 | 0.0014337 | 0.058246 | 0.00030579 | 0 | 0 | 3.9009 | 0.22866 | 0.023932 | 0.016365 | 0.015268 | 0.00028445 | 0.015598 | 0.0011279 | 0.015265 | 0.00030579 | 0.01506 | 0.00024729 | 0.014873 | 5.85e-05 | 0.74409
108 | 51100.1811 | 0.92743 | 0.81911 | 1.5408 | 1.8263 | 15.0161 | 2.7866 | 0.65361 | 0.53273 | 0.69942 | 0.026371 | 6.7234 | 3.3294 | 0.25161 | 0.35223 | 0.15569 | 0.35748 | 0.069707 | 0.13956 | 0.4473 | 0.16493 | 2.0802 | 2.4976 | 0.096874 | 1.9737 | 0.47631 | 0.011852 | 0.47231 | 0.45666 | 0.12079 | 0.072975 | 9.2535 | 6.949 | 8.8855 | 0.59119 | 15.6518 | 2358.2098 | 0 | 0 | 0.76226 | 0.017307 | 0.64119 | 0.019491 | 0.44084 | 0.00091891 | 0 | 0 | 0 | 0 | 0.037663 | 0.0014862 | 0.058969 | 0.00031727 | 0 | 0 | 4.0235 | 0.23912 | 0.024236 | 0.017009 | 0.015268 | 0.00029787 | 0.015598 | 0.0011689 | 0.015265 | 0.00031727 | 0.015268 | 0.00025656 | 0.014874 | 6.0708e-05 | 0.79577
109 | 44669.8646 | 0.76727 | 0.93157 | 1.4806 | 1.3467 | 9.9682 | 3.9454 | 0.52501 | 0.67804 | 0.91325 | 0.060538 | 7.6277 | 0.58774 | 0.26179 | 0.33557 | 0.14105 | 0.35533 | 0.072952 | 0.13451 | 0.40085 | 0.17896 | 2.4299 | 2.2444 | 0.085625 | 2.0047 | 0.46075 | 0.013936 | 0.49526 | 0.45982 | 0.1291 | 0.073502 | 9.8614 | 9.0988 | 8.211 | 0.52026 | 15.4225 | 2145.5559 | 0 | 0 | 0.78468 | 0.015904 | 0.601 | 0.016491 | 0.55629 | 0.00091891 | 0 | 0 | 0 | 0 | 0.037623 | 0.0013354 | 0.05716 | 0.0002833 | 0 | 0 | 3.7798 | 0.21845 | 0.023585 | 0.015635 | 0.015268 | 0.00026934 | 0.015557 | 0.0010521 | 0.015265 | 0.0002833 | 0.01506 | 0.00022909 | 0.014874 | 5.4212e-05 | 0.77599
110 | 44578.549 | 0.99528 | 0.94342 | 1.3717 | 1.6877 | 11.9971 | 1.1486 | 0.71339 | 0.59999 | 0.14512 | 0.034649 | 7.2276 | 2.8668 | 0.38237 | 0.36796 | 0.15928 | 0.32916 | 0.08159 | 0.14585 | 0.5195 | 0.19947 | 2.2651 | 2.2557 | 0.072979 | 1.7973 | 0.44623 | 0.010688 | 0.59456 | 0.50505 | 0.10926 | 0.081232 | 6.3968 | 8.3696 | 8.7351 | 0.55418 | 14.9057 | 2148.3801 | 0 | 0 | 0.81392 | 0.015926 | 0.61225 | 0.016491 | 0.39589 | 0.00091891 | 0 | 0 | 0 | 0 | 0.037623 | 0.0013359 | 0.057176 | 0.00028366 | 0 | 0 | 3.7835 | 0.21876 | 0.023596 | 0.015656 | 0.015268 | 0.00026982 | 0.015557 | 0.0010523 | 0.015265 | 0.00028366 | 0.01506 | 0.00022937 | 0.014874 | 5.4282e-05 | 0.86269
111 | 38739.024 | 0.93753 | 0.92071 | 1.5067 | 1.1868 | 11.6341 | 3.7084 | 2.9888 | 0.93274 | 0.83652 | 0.055004 | 6.5831 | 3.9136 | 0.30548 | 0.36102 | 0.13204 | 0.33985 | 0.07604 | 0.15019 | 0.50428 | 0.2098 | 2.5059 | 2.3846 | 0.087806 | 1.7909 | 0.4173 | 0.01407 | 0.48172 | 0.51413 | 0.096621 | 0.05624 | 5.4293 | 9.0526 | 14.2421 | 0.60301 | 13.9399 | 1874.5025 | 0 | 0 | 0.73049 | 0.01409 | 0.65323 | 0.016491 | 0.38673 | 0.00091891 | 0 | 0 | 0 | 0 | 0.037416 | 0.0011631 | 0.055298 | 0.00024585 | 0 | 0 | 3.4126 | 0.18827 | 0.022132 | 0.013857 | 0.01506 | 0.00023292 | 0.015559 | 0.0009173 | 0.015057 | 0.00024585 | 0.01506 | 0.0001988 | 0.014874 | 4.7051e-05 | 0.71366
112 | 40669.7561 | 0.96817 | 0.93511 | 1.5139 | 1.2642 | 6.9778 | 2.7359 | 0.96387 | 1.2388 | 0.61599 | 0.057133 | 6.4664 | 3.6568 | 0.13926 | 0.30943 | 0.16466 | 0.34199 | 0.07403 | 0.12306 | 0.40746 | 0.21953 | 2.0026 | 2.1574 | 0.086287 | 1.5005 | 0.39183 | 0.013591 | 0.61208 | 0.43082 | 0.10493 | 0.074545 | 11.3465 | 9.8344 | 11.0998 | 0.4967 | 14.6092 | 1965.9117 | 0 | 0 | 0.74952 | 0.014718 | 0.62644 | 0.016491 | 0.49413 | 0.00091891 | 0 | 0 | 0 | 0 | 0.037624 | 0.0012228 | 0.055953 | 0.00025874 | 0 | 0 | 3.5377 | 0.19841 | 0.022429 | 0.014473 | 0.01506 | 0.00024547 | 0.015558 | 0.00096402 | 0.015265 | 0.00025874 | 0.01506 | 0.00020922 | 0.014874 | 4.9516e-05 | 0.65463
113 | 46924.4487 | 0.8739 | 0.86611 | 1.2699 | 1.3777 | 6.8119 | 1.6119 | 3.9827 | 1.3695 | 0.094722 | 0.052604 | 8.9781 | 3.138 | 0.13957 | 0.34845 | 0.16933 | 0.3889 | 0.090971 | 0.10793 | 0.45637 | 0.23334 | 2.3098 | 2.0043 | 0.095257 | 2.1104 | 0.42243 | 0.015778 | 0.50216 | 0.4274 | 0.12431 | 0.077483 | 10.2634 | 6.476 | 9.4113 | 0.46586 | 15.6125 | 2190.1539 | 0 | 0 | 0.81906 | 0.016306 | 0.62571 | 0.016491 | 0.52459 | 0.00091891 | 0 | 0 | 0 | 0 | 0.037622 | 0.0013826 | 0.057676 | 0.00029396 | 0 | 0 | 3.8359 | 0.22316 | 0.023773 | 0.016029 | 0.015268 | 0.00027748 | 0.015557 | 0.0010887 | 0.015265 | 0.00029396 | 0.01506 | 0.00023771 | 0.014874 | 5.625e-05 | 0.77362
114 | 48675.3107 | 0.94579 | 0.98413 | 1.3002 | 1.152 | 10.3436 | 2.2355 | 0.74517 | 0.59521 | 0.96729 | 0.057972 | 7.3652 | 3.7572 | 0.17682 | 0.39164 | 0.13305 | 0.36677 | 0.068743 | 0.12066 | 0.43377 | 0.16735 | 2.5979 | 2.2085 | 0.078616 | 1.6159 | 0.42418 | 0.012866 | 0.66401 | 0.4866 | 0.12301 | 0.072295 | 11.1655 | 9.12 | 8.5984 | 0.44545 | 16.1254 | 2354.8799 | 0 | 0 | 0.88302 | 0.017327 | 0.63777 | 0.019491 | 0.49261 | 0.00091891 | 0 | 0 | 0 | 0 | 0.037663 | 0.0014692 | 0.058722 | 0.00031231 | 0 | 0 | 4.0186 | 0.23871 | 0.024245 | 0.017028 | 0.015268 | 0.00029821 | 0.015598 | 0.0011569 | 0.015265 | 0.00031231 | 0.015268 | 0.00025254 | 0.014874 | 5.977e-05 | 1.057
115 | 48440.7736 | 0.87588 | 0.86949 | 1.1604 | 1.8525 | 13.6988 | 4.523 | 2.3461 | 0.7452 | 0.99944 | 0.046409 | 7.4269 | 2.9846 | 0.11055 | 0.36267 | 0.1183 | 0.3364 | 0.07253 | 0.13982 | 0.43154 | 0.22442 | 2.4247 | 2.0218 | 0.07869 | 1.9858 | 0.52292 | 0.012497 | 0.56324 | 0.49374 | 0.13111 | 0.072092 | 9.2944 | 7.6554 | 14.9166 | 0.55538 | 16.6013 | 2265.8406 | 0 | 0 | 0.8628 | 0.01676 | 0.71398 | 0.016491 | 0.59657 | 0.00091891 | 0 | 0 | 0 | 0 | 0.037664 | 0.0014245 | 0.058119 | 0.00030344 | 0 | 0 | 3.9367 | 0.23171 | 0.023983 | 0.016473 | 0.015268 | 0.00028674 | 0.015598 | 0.0011211 | 0.015265 | 0.00030344 | 0.01506 | 0.00024538 | 0.014874 | 5.8062e-05 | 0.83519
116 | 43073.6942 | 0.75585 | 0.96343 | 1.4069 | 1.4776 | 14.2801 | 2.8038 | 0.95049 | 0.78007 | 0.23618 | 0.046233 | 8.1411 | 1.878 | 0.17089 | 0.39569 | 0.13232 | 0.303 | 0.075524 | 0.1105 | 0.47909 | 0.18721 | 2.4401 | 2.3533 | 0.097122 | 1.9095 | 0.4435 | 0.012008 | 0.64108 | 0.39872 | 0.14043 | 0.078339 | 5.9898 | 8.2124 | 9.4598 | 0.42344 | 15.1059 | 2087.3341 | 0 | 0 | 0.80339 | 0.015551 | 0.61696 | 0.016491 | 0.49694 | 0.00091891 | 0 | 0 | 0 | 0 | 0.037623 | 0.0012994 | 0.05678 | 0.00027553 | 0 | 0 | 3.7013 | 0.21189 | 0.02342 | 0.015289 | 0.015268 | 0.00026222 | 0.015558 | 0.0010239 | 0.015265 | 0.00027553 | 0.01506 | 0.0002228 | 0.014874 | 5.2731e-05 | 0.92024
117 | 51440.6025 | 0.75042 | 0.95482 | 1.3744 | 1.4754 | 11.5549 | 4.4105 | 2.4649 | 1.9988 | 1.1487 | 0.063131 | 9.895 | 2.096 | 0.16302 | 0.31238 | 0.14605 | 0.28178 | 0.073779 | 0.14828 | 0.52758 | 0.24427 | 2.1037 | 2.2152 | 0.087855 | 2.1355 | 0.50423 | 0.010909 | 0.52534 | 0.56713 | 0.10457 | 0.070584 | 10.0901 | 7.2709 | 8.793 | 0.55541 | 16.6622 | 2467.4797 | 0 | 0 | 0.86871 | 0.018019 | 0.64883 | 0.019491 | 0.53664 | 0.00091891 | 0 | 0 | 0 | 0 | 0.037663 | 0.0015377 | 0.059419 | 0.00032764 | 0 | 0 | 4.1652 | 0.25137 | 0.024564 | 0.017707 | 0.015268 | 0.00031241 | 0.015597 | 0.0012101 | 0.015265 | 0.00032764 | 0.015268 | 0.00026495 | 0.014874 | 6.2698e-05 | 0.85776
118 | 53466.4334 | 0.79456 | 0.75477 | 1.2889 | 1.7359 | 10.4556 | 4.687 | 2.4787 | 1.8035 | 0.74103 | 0.067861 | 6.4908 | 0.54953 | 0.42162 | 0.35696 | 0.16004 | 0.37531 | 0.067426 | 0.13668 | 0.45484 | 0.1564 | 2.5609 | 2.3148 | 0.086376 | 1.9756 | 0.37888 | 0.01134 | 0.65096 | 0.59626 | 0.11811 | 0.061066 | 8.9397 | 9.9757 | 9.2586 | 0.60921 | 16.3208 | 2426.2479 | 0 | 0 | 0.79896 | 0.017677 | 0.65225 | 0.019491 | 0.5211 | 0.00091891 | 0 | 0 | 0 | 0 | 0.037663 | 0.0015339 | 0.059466 | 0.00032813 | 0 | 0 | 4.1132 | 0.24686 | 0.024406 | 0.017371 | 0.015268 | 0.00030541 | 0.015597 | 0.0012058 | 0.015265 | 0.00032813 | 0.015268 | 0.00026535 | 0.014873 | 6.2782e-05 | 0.76536
119 | 47672.8946 | 0.91656 | 0.89654 | 0.97457 | 1.7922 | 14.5288 | 3.463 | 1.0835 | 1.5713 | 0.1701 | 0.055884 | 9.8514 | 3.3017 | 0.15394 | 0.2711 | 0.14179 | 0.27313 | 0.086465 | 0.11483 | 0.53443 | 0.21707 | 2.3899 | 2.2121 | 0.091302 | 1.9836 | 0.44309 | 0.012579 | 0.58196 | 0.54764 | 0.12824 | 0.075044 | 8.2666 | 6.6296 | 8.6265 | 0.46446 | 16.0255 | 2249.6739 | 0 | 0 | 0.93701 | 0.016651 | 0.61923 | 0.016491 | 0.51505 | 0.00091891 | 0 | 0 | 0 | 0 | 0.037622 | 0.0014137 | 0.058006 | 0.00030108 | 0 | 0 | 3.9156 | 0.22991 | 0.023932 | 0.016366 | 0.015268 | 0.00028451 | 0.015557 | 0.0011127 | 0.015265 | 0.00030108 | 0.01506 | 0.00024346 | 0.014874 | 5.7619e-05 | 0.6382
120 | 53570.6894 | 0.82095 | 0.8464 | 1.1955 | 1.5793 | 9.7973 | 4.3303 | 0.60127 | 1.2915 | 0.92448 | 0.03737 | 6.9914 | 3.8051 | 0.36384 | 0.3903 | 0.14288 | 0.38859 | 0.094767 | 0.13082 | 0.40689 | 0.24251 | 2.204 | 2.2585 | 0.09913 | 2.1699 | 0.44587 | 0.012442 | 0.60337 | 0.4578 | 0.11987 | 0.071381 | 10.5575 | 9.5832 | 13.0335 | 0.53823 | 16.5717 | 2494.1938 | 0 | 0 | 0.8761 | 0.018138 | 0.72096 | 0.019491 | 0.41625 | 0.00091891 | 0 | 0 | 0 | 0 | 0.037663 | 0.0015637 | 0.059713 | 0.00033395 | 0 | 0 | 4.2004 | 0.25444 | 0.024618 | 0.017823 | 0.015268 | 0.00031484 | 0.015597 | 0.0012298 | 0.015265 | 0.00033395 | 0.015268 | 0.00027005 | 0.014874 | 6.3897e-05 | 0.96183
121 | 52930.8138 | 0.75257 | 0.74595 | 1.1367 | 1.7518 | 11.2868 | 2.8503 | 2.5108 | 1.2083 | 0.47407 | 0.056639 | 7.3579 | 1.9255 | 0.27151 | 0.37277 | 0.15263 | 0.35147 | 0.079816 | 0.1216 | 0.45091 | 0.17575 | 2.7091 | 1.8394 | 0.084582 | 2.1868 | 0.44288 | 0.014337 | 0.54073 | 0.48479 | 0.10696 | 0.069788 | 8.0675 | 6.0695 | 10.285 | 0.58275 | 16.0387 | 2383.3571 | 0 | 0 | 0.83191 | 0.017485 | 0.66402 | 0.019491 | 0.4533 | 0.00091891 | 0 | 0 | 0 | 0 | 0.037663 | 0.0015121 | 0.059246 | 0.00032317 | 0 | 0 | 4.0555 | 0.24188 | 0.024318 | 0.017184 | 0.015268 | 0.0003015 | 0.015598 | 0.001189 | 0.015265 | 0.00032317 | 0.015268 | 0.00026135 | 0.014873 | 6.1825e-05 | 0.78005
122 | 38599.7452 | 0.76431 | 0.74726 | 1.522 | 1.8345 | 13.3604 | 3.6802 | 3.4221 | 1.4888 | 0.50007 | 0.034993 | 7.7576 | 1.1776 | 0.39226 | 0.32173 | 0.13746 | 0.37079 | 0.090814 | 0.13331 | 0.43291 | 0.19525 | 1.9091 | 2.3304 | 0.074544 | 2.0187 | 0.41987 | 0.013395 | 0.64511 | 0.50491 | 0.11711 | 0.081977 | 10.1396 | 7.88 | 14.355 | 0.63447 | 13.4474 | 1780.0294 | 0 | 0 | 0.65413 | 0.013436 | 0.64269 | 0.016491 | 0.39927 | 0.00091891 | 0 | 0 | 0 | 0 | 0.037416 | 0.0011147 | 0.054835 | 0.0002366 | 0 | 0 | 3.2811 | 0.17777 | 0.021822 | 0.013216 | 0.01506 | 0.00021995 | 0.015559 | 0.00087813 | 0.015057 | 0.0002366 | 0.01506 | 0.00019133 | 0.014873 | 4.5269e-05 | 0.49213
123 | 44624.1202 | 0.93284 | 0.74322 | 0.94177 | 1.7801 | 13.3018 | 2.443 | 1.8328 | 0.76683 | 0.1256 | 0.046974 | 7.7362 | 1.3377 | 0.42628 | 0.30479 | 0.11561 | 0.3174 | 0.0905 | 0.13691 | 0.43626 | 0.20152 | 1.9065 | 1.9675 | 0.085357 | 1.807 | 0.39614 | 0.011375 | 0.52973 | 0.40525 | 0.11482 | 0.0565 | 8.7171 | 9.5593 | 11.5092 | 0.63435 | 14.6833 | 2028.0354 | 0 | 0 | 0.8345 | 0.01514 | 0.63764 | 0.016491 | 0.39966 | 0.00091891 | 0 | 0 | 0 | 0 | 0.037623 | 0.0012827 | 0.056676 | 0.00027285 | 0 | 0 | 3.6212 | 0.20526 | 0.022626 | 0.014886 | 0.015268 | 0.00025396 | 0.015558 | 0.0010098 | 0.015265 | 0.00027285 | 0.01506 | 0.00022065 | 0.014873 | 5.2201e-05 | 0.5355
124 | 38985.9182 | 0.78787 | 0.86469 | 1.074 | 1.8175 | 7.3233 | 4.6608 | 2.448 | 1.7503 | 0.50172 | 0.032452 | 9.3211 | 1.0801 | 0.29435 | 0.35631 | 0.15991 | 0.34462 | 0.088048 | 0.12094 | 0.46384 | 0.21623 | 2.1562 | 1.9017 | 0.089355 | 1.4868 | 0.41511 | 0.01311 | 0.47755 | 0.48645 | 0.12337 | 0.0541 | 8.1217 | 6.1613 | 13.6134 | 0.51393 | 14.2188 | 1856.257 | 0 | 0 | 0.81058 | 0.013963 | 0.64311 | 0.016491 | 0.43305 | 0.00091891 | 0 | 0 | 0 | 0 | 0.037416 | 0.0011549 | 0.055244 | 0.00024468 | 0 | 0 | 3.3873 | 0.18624 | 0.022072 | 0.013733 | 0.01506 | 0.00023044 | 0.015559 | 0.00091019 | 0.015057 | 0.00024468 | 0.01506 | 0.00019785 | 0.014874 | 4.6823e-05 | 0.65609
125 | 48024.3273 | 0.84776 | 0.90003 | 1.5037 | 1.3473 | 12.3139 | 2.8949 | 3.024 | 1.6748 | 0.51795 | 0.035175 | 8.7706 | 1.6499 | 0.19274 | 0.34187 | 0.16198 | 0.39397 | 0.083395 | 0.12586 | 0.48507 | 0.21757 | 2.1822 | 2.1803 | 0.085111 | 1.8365 | 0.46389 | 0.011083 | 0.53686 | 0.45499 | 0.099634 | 0.07711 | 9.3739 | 6.4313 | 12.5304 | 0.52003 | 15.9156 | 2267.5291 | 0 | 0 | 0.78859 | 0.016768 | 0.67587 | 0.016491 | 0.50685 | 0.00091891 | 0 | 0 | 0 | 0 | 0.037664 | 0.0014254 | 0.058107 | 0.00030327 | 0 | 0 | 3.939 | 0.2319 | 0.023987 | 0.016482 | 0.015268 | 0.00028686 | 0.015598 | 0.0011221 | 0.015265 | 0.00030327 | 0.01506 | 0.00024523 | 0.014874 | 5.8035e-05 | 0.81455
126 | 40820.3169 | 0.77181 | 0.98172 | 1.4206 | 1.2106 | 13.6018 | 2.3199 | 2.8459 | 1.6771 | 0.66252 | 0.04316 | 8.9846 | 0.74721 | 0.30719 | 0.36338 | 0.10913 | 0.34359 | 0.07275 | 0.12525 | 0.47354 | 0.15477 | 2.1042 | 2.1751 | 0.090623 | 1.5367 | 0.43317 | 0.013963 | 0.54296 | 0.51942 | 0.11995 | 0.066976 | 10.1695 | 8.1636 | 15.3314 | 0.47957 | 14.9698 | 1995.0668 | 0 | 0 | 0.79022 | 0.014936 | 0.68553 | 0.016491 | 0.47699 | 0.00091891 | 0 | 0 | 0 | 0 | 0.037624 | 0.0012388 | 0.056112 | 0.00026202 | 0 | 0 | 3.5769 | 0.20162 | 0.022531 | 0.014686 | 0.015268 | 0.00024983 | 0.015558 | 0.00097675 | 0.015265 | 0.00026202 | 0.01506 | 0.00021187 | 0.014874 | 5.0146e-05 | 0.81987
127 | 50309.5642 | 0.85332 | 0.96907 | 1.3428 | 1.4695 | 10.2107 | 2.9611 | 1.405 | 1.1844 | 0.68604 | 0.046004 | 6.4211 | 3.4966 | 0.21177 | 0.38684 | 0.15623 | 0.29205 | 0.082543 | 0.13933 | 0.37969 | 0.19158 | 2.0252 | 2.6977 | 0.090205 | 1.991 | 0.43225 | 0.014315 | 0.52601 | 0.48695 | 0.12184 | 0.061772 | 7.396 | 6.5894 | 10.0753 | 0.51275 | 16.4246 | 2436.1423 | 0 | 0 | 0.87604 | 0.01775 | 0.66469 | 0.019491 | 0.47994 | 0.00091891 | 0 | 0 | 0 | 0 | 0.037663 | 0.0015102 | 0.059144 | 0.00032158 | 0 | 0 | 4.1266 | 0.24802 | 0.02444 | 0.017443 | 0.015268 | 0.0003069 | 0.015598 | 0.0011887 | 0.015265 | 0.00032158 | 0.015268 | 0.00026004 | 0.014874 | 6.1539e-05 | 1.0584
128 | 45043.2398 | 0.81114 | 0.83484 | 0.94261 | 1.5706 | 12.4098 | 4.9849 | 2.8666 | 1.9882 | 0.44639 | 0.069413 | 8.183 | 2.8836 | 0.26373 | 0.33858 | 0.16162 | 0.35559 | 0.083549 | 0.14947 | 0.46564 | 0.18756 | 1.9906 | 2.3099 | 0.07783 | 1.8936 | 0.3746 | 0.012138 | 0.65875 | 0.45587 | 0.093791 | 0.082165 | 11.8151 | 9.6684 | 10.4344 | 0.63468 | 15.1423 | 2103.2605 | 0 | 0 | 0.89178 | 0.015628 | 0.63103 | 0.016491 | 0.42537 | 0.00091891 | 0 | 0 | 0 | 0 | 0.037623 | 0.0013207 | 0.057046 | 0.0002807 | 0 | 0 | 3.7229 | 0.21369 | 0.023457 | 0.015365 | 0.015268 | 0.00026379 | 0.015557 | 0.00104 | 0.015265 | 0.0002807 | 0.01506 | 0.00022698 | 0.014874 | 5.3711e-05 | 0.69001
129 | 47791.3203 | 0.7572 | 0.98267 | 1.0579 | 1.3408 | 11.1821 | 3.5952 | 1.2314 | 1.3641 | 0.64908 | 0.063352 | 9.4471 | 0.89369 | 0.41056 | 0.33859 | 0.15529 | 0.30486 | 0.070243 | 0.14862 | 0.53043 | 0.1925 | 1.9167 | 2.4671 | 0.0942 | 1.4908 | 0.41909 | 0.014905 | 0.6402 | 0.53282 | 0.12886 | 0.064717 | 12.638 | 6.1405 | 14.4386 | 0.52509 | 16.3977 | 2324.4402 | 0 | 0 | 0.95403 | 0.017053 | 0.72215 | 0.019491 | 0.45582 | 0.00091891 | 0 | 0 | 0 | 0 | 0.037664 | 0.0014422 | 0.058248 | 0.00030654 | 0 | 0 | 3.9809 | 0.23548 | 0.024119 | 0.01676 | 0.015268 | 0.00029265 | 0.015598 | 0.0011356 | 0.015265 | 0.00030654 | 0.01506 | 0.00024788 | 0.014874 | 5.8665e-05 | 0.89551
130 | 44739.785 | 0.8048 | 0.88371 | 1.4174 | 1.5488 | 13.1259 | 2.6862 | 2.1173 | 1.1031 | 0.55804 | 0.033613 | 9.0041 | 1.9578 | 0.18475 | 0.34146 | 0.12489 | 0.3337 | 0.07764 | 0.11598 | 0.37664 | 0.20237 | 2.5013 | 2.4126 | 0.084438 | 2.2104 | 0.43715 | 0.013133 | 0.61703 | 0.55562 | 0.099566 | 0.081002 | 10.0067 | 9.8577 | 8.0336 | 0.50294 | 14.9045 | 2103.9559 | 0 | 0 | 0.77687 | 0.015738 | 0.59691 | 0.016491 | 0.47082 | 0.00091891 | 0 | 0 | 0 | 0 | 0.037623 | 0.0013252 | 0.057077 | 0.00028145 | 0 | 0 | 3.7212 | 0.21355 | 0.023508 | 0.015472 | 0.015268 | 0.000266 | 0.015557 | 0.0010437 | 0.015265 | 0.00028145 | 0.01506 | 0.00022759 | 0.014874 | 5.3858e-05 | 0.74091
131 | 52351.1192 | 0.94609 | 0.96271 | 1.4921 | 1.6489 | 14.8792 | 4.0641 | 1.0002 | 1.9195 | 0.2661 | 0.052031 | 7.6715 | 2.6427 | 0.36796 | 0.37772 | 0.13973 | 0.39515 | 0.07195 | 0.13553 | 0.39389 | 0.23078 | 2.1979 | 2.0992 | 0.085738 | 2.0682 | 0.48369 | 0.012676 | 0.56216 | 0.48401 | 0.11501 | 0.073357 | 12.4398 | 9.6436 | 13.3595 | 0.50506 | 16.5214 | 2494.1511 | 0 | 0 | 0.85 | 0.018329 | 0.72933 | 0.019491 | 0.41409 | 0.00091891 | 0 | 0 | 0 | 0 | 0.037663 | 0.0015679 | 0.05972 | 0.00033446 | 0 | 0 | 4.1958 | 0.25405 | 0.024706 | 0.01801 | 0.015268 | 0.00031878 | 0.015597 | 0.0012334 | 0.015265 | 0.00033446 | 0.015268 | 0.00027045 | 0.014874 | 6.4007e-05 | 1.0666
132 | 45534.8223 | 0.87745 | 0.93383 | 1.065 | 1.3412 | 11.7521 | 1.7166 | 0.76489 | 1.0795 | 0.50612 | 0.022623 | 9.5172 | 3.7184 | 0.35024 | 0.38318 | 0.12452 | 0.31232 | 0.08243 | 0.13976 | 0.4283 | 0.21822 | 2.2235 | 2.357 | 0.078021 | 2.0113 | 0.53201 | 0.012576 | 0.51897 | 0.46385 | 0.13801 | 0.075918 | 10.8113 | 7.6882 | 15.4407 | 0.52735 | 15.6332 | 2179.6561 | 0 | 0 | 0.90579 | 0.016176 | 0.71026 | 0.016491 | 0.39994 | 0.00091891 | 0 | 0 | 0 | 0 | 0.037622 | 0.0013636 | 0.05746 | 0.00028957 | 0 | 0 | 3.8238 | 0.22214 | 0.023712 | 0.015901 | 0.015268 | 0.00027484 | 0.015557 | 0.001074 | 0.015265 | 0.00028957 | 0.01506 | 0.00023416 | 0.014874 | 5.5418e-05 | 0.90613
133 | 41088.7717 | 0.937 | 0.86584 | 1.3321 | 1.3348 | 13.8472 | 3.4785 | 1.784 | 0.52219 | 1.0864 | 0.040854 | 9.4999 | 3.3198 | 0.43571 | 0.38762 | 0.13147 | 0.3367 | 0.085071 | 0.11695 | 0.46431 | 0.2169 | 2.6307 | 2.3578 | 0.090483 | 1.9252 | 0.34003 | 0.013773 | 0.56722 | 0.53656 | 0.10032 | 0.063133 | 7.8729 | 8.2648 | 10.2189 | 0.51478 | 14.0223 | 1947.335 | 0 | 0 | 0.76028 | 0.01459 | 0.61361 | 0.016491 | 0.36888 | 0.00091891 | 0 | 0 | 0 | 0 | 0.037624 | 0.001217 | 0.055911 | 0.00025775 | 0 | 0 | 3.5122 | 0.19634 | 0.022368 | 0.014347 | 0.01506 | 0.0002429 | 0.015558 | 0.00095926 | 0.015265 | 0.00025775 | 0.01506 | 0.00020843 | 0.014874 | 4.9324e-05 | 0.75342
134 | 42677.3342 | 0.97818 | 0.93451 | 1.3483 | 1.524 | 13.1691 | 1.6582 | 2.9486 | 1.3814 | 0.4859 | 0.028556 | 8.8958 | 2.7986 | 0.36009 | 0.32085 | 0.13951 | 0.33038 | 0.092399 | 0.10897 | 0.37335 | 0.20703 | 2.6188 | 2.3698 | 0.1011 | 2.0561 | 0.40041 | 0.012618 | 0.61327 | 0.49845 | 0.11744 | 0.066946 | 12.5536 | 8.8948 | 9.0476 | 0.44325 | 14.5904 | 2061.9484 | 0 | 0 | 0.80095 | 0.015324 | 0.60896 | 0.016491 | 0.39707 | 0.00091891 | 0 | 0 | 0 | 0 | 0.037623 | 0.0012796 | 0.056576 | 0.00027128 | 0 | 0 | 3.6687 | 0.20919 | 0.023314 | 0.015067 | 0.015268 | 0.00025766 | 0.015558 | 0.0010083 | 0.015265 | 0.00027128 | 0.01506 | 0.00021936 | 0.014874 | 5.1914e-05 | 0.71173
135 | 54558.7097 | 0.82527 | 0.80738 | 1.0724 | 1.1613 | 8.8877 | 3.8897 | 1.0996 | 1.516 | 0.46042 | 0.020605 | 9.8294 | 3.4148 | 0.3559 | 0.37362 | 0.15481 | 0.39219 | 0.089247 | 0.14964 | 0.4905 | 0.20839 | 2.603 | 2.7097 | 0.089857 | 2.2333 | 0.44975 | 0.012543 | 0.5574 | 0.48384 | 0.11078 | 0.079379 | 7.1025 | 9.8361 | 14.4637 | 0.64014 | 16.7265 | 2495.1499 | 0 | 0 | 0.90004 | 0.018236 | 0.74504 | 0.019491 | 0.41721 | 0.00091891 | 0 | 0 | 0 | 0 | 0.037662 | 0.0015802 | 0.059873 | 0.00033743 | 0 | 0 | 4.1991 | 0.25433 | 0.024663 | 0.017919 | 0.015268 | 0.00031681 | 0.015597 | 0.0012428 | 0.015265 | 0.00033743 | 0.015268 | 0.00027287 | 0.014874 | 6.456e-05 | 0.88556
136 | 43944.1041 | 0.75904 | 0.83834 | 1.1282 | 1.5117 | 14.5593 | 2.5212 | 1.9731 | 1.4954 | 0.07955 | 0.038832 | 6.0363 | 1.8295 | 0.17793 | 0.318 | 0.12812 | 0.33627 | 0.066861 | 0.11183 | 0.5099 | 0.18381 | 2.0438 | 2.3716 | 0.088482 | 1.8877 | 0.47513 | 0.014188 | 0.603 | 0.45099 | 0.098268 | 0.080752 | 14.237 | 6.0946 | 9.703 | 0.51378 | 14.9932 | 2054.4743 | 0 | 0 | 0.82186 | 0.015323 | 0.61654 | 0.016491 | 0.48438 | 0.00091891 | 0 | 0 | 0 | 0 | 0.037623 | 0.0012897 | 0.056712 | 0.00027382 | 0 | 0 | 3.657 | 0.20822 | 0.023314 | 0.015065 | 0.015268 | 0.00025763 | 0.015558 | 0.0010159 | 0.015265 | 0.00027382 | 0.01506 | 0.00022142 | 0.014874 | 5.2393e-05 | 0.6354
137 | 49267.8478 | 0.75365 | 0.72107 | 0.98475 | 1.8026 | 12.2389 | 1.3572 | 1.4554 | 0.84084 | 0.37293 | 0.021926 | 8.459 | 3.7512 | 0.15735 | 0.39684 | 0.14713 | 0.31426 | 0.080933 | 0.14441 | 0.37401 | 0.16401 | 1.9635 | 2.1364 | 0.090512 | 1.8094 | 0.38696 | 0.010638 | 0.59873 | 0.46046 | 0.11999 | 0.081793 | 7.2501 | 7.2632 | 8.2601 | 0.66605 | 15.6078 | 2218.3958 | 0 | 0 | 0.84106 | 0.01635 | 0.60648 | 0.016491 | 0.50484 | 0.00091891 | 0 | 0 | 0 | 0 | 0.037622 | 0.0014054 | 0.057975 | 0.00029996 | 0 | 0 | 3.8764 | 0.22658 | 0.023793 | 0.016072 | 0.015268 | 0.0002784 | 0.015557 | 0.0011054 | 0.015265 | 0.00029996 | 0.01506 | 0.00024257 | 0.014873 | 5.7385e-05 | 0.74314
138 | 35920.3628 | 0.75219 | 0.84259 | 0.94401 | 1.7547 | 10.3217 | 2.6088 | 1.6311 | 1.9571 | 0.27223 | 0.054367 | 8.9607 | 0.60745 | 0.29106 | 0.28382 | 0.13527 | 0.35785 | 0.064772 | 0.12928 | 0.39157 | 0.17664 | 1.8953 | 2.3056 | 0.094884 | 1.9248 | 0.37138 | 0.012964 | 0.54532 | 0.50161 | 0.1449 | 0.068998 | 11.4274 | 9.2327 | 15.534 | 0.54313 | 14.2761 | 1743.8233 | 0 | 0 | 0.81436 | 0.012979 | 0.64729 | 0.016491 | 0.53166 | 0.00091891 | 0 | 0 | 0 | 0 | 0.037416 | 0.0010603 | 0.054021 | 0.00022474 | 0 | 0 | 3.2364 | 0.17424 | 0.021605 | 0.012768 | 0.01506 | 0.00021091 | 0.015559 | 0.0008356 | 0.015057 | 0.00022474 | 0.014888 | 0.00018174 | 0.014874 | 4.3008e-05 | 0.46653
139 | 41909.5861 | 0.92863 | 0.75277 | 1.1669 | 1.4119 | 11.7225 | 1.9079 | 3.4838 | 1.883 | 0.16037 | 0.072512 | 7.4146 | 0.63133 | 0.30054 | 0.39177 | 0.13922 | 0.35988 | 0.092423 | 0.13802 | 0.47528 | 0.19104 | 2.1622 | 2.1952 | 0.099545 | 1.655 | 0.50306 | 0.01424 | 0.57113 | 0.42221 | 0.095237 | 0.066924 | 9.8397 | 9.0411 | 8.7411 | 0.66775 | 14.1895 | 1914.2266 | 0 | 0 | 0.75114 | 0.014407 | 0.58967 | 0.016491 | 0.46821 | 0.00091891 | 0 | 0 | 0 | 0 | 0.037624 | 0.0012109 | 0.055879 | 0.00025686 | 0 | 0 | 3.4654 | 0.19254 | 0.022282 | 0.014167 | 0.01506 | 0.00023924 | 0.015558 | 0.00095404 | 0.015265 | 0.00025686 | 0.01506 | 0.00020772 | 0.014873 | 4.9145e-05 | 0.65622
140 | 46250.8969 | 0.9409 | 0.88007 | 1.0011 | 1.2369 | 11.5503 | 2.4469 | 2.4029 | 0.72603 | 0.43512 | 0.06043 | 9.5546 | 1.2238 | 0.23126 | 0.39448 | 0.12797 | 0.32055 | 0.075548 | 0.12951 | 0.3996 | 0.2328 | 2.0572 | 2.2529 | 0.098664 | 1.8891 | 0.34204 | 0.013041 | 0.53211 | 0.3692 | 0.13787 | 0.076321 | 8.2234 | 6.1372 | 11.7183 | 0.50968 | 15.755 | 2178.0319 | 0 | 0 | 0.90539 | 0.016164 | 0.65502 | 0.016491 | 0.48716 | 0.00091891 | 0 | 0 | 0 | 0 | 0.037622 | 0.0013682 | 0.057519 | 0.00029069 | 0 | 0 | 3.8215 | 0.22195 | 0.023707 | 0.01589 | 0.015268 | 0.00027459 | 0.015557 | 0.0010776 | 0.015265 | 0.00029069 | 0.01506 | 0.00023507 | 0.014874 | 5.5626e-05 | 0.88053
141 | 46308.0772 | 0.77057 | 0.94928 | 1.4733 | 1.3597 | 12.1844 | 2.6556 | 0.97826 | 1.0451 | 0.7448 | 0.061417 | 7.1523 | 0.82178 | 0.42242 | 0.39426 | 0.15296 | 0.29945 | 0.086901 | 0.15653 | 0.4968 | 0.21304 | 2.0152 | 2.3418 | 0.090781 | 1.7455 | 0.52542 | 0.011926 | 0.51913 | 0.43013 | 0.12779 | 0.057985 | 10.532 | 6.9047 | 15.6342 | 0.57195 | 15.8584 | 2222.4949 | 0 | 0 | 0.80596 | 0.016467 | 0.71829 | 0.016491 | 0.4749 | 0.00091891 | 0 | 0 | 0 | 0 | 0.037622 | 0.0013894 | 0.057721 | 0.00029515 | 0 | 0 | 3.8802 | 0.2269 | 0.023847 | 0.016186 | 0.015268 | 0.00028075 | 0.015557 | 0.0010943 | 0.015265 | 0.00029515 | 0.01506 | 0.00023867 | 0.014874 | 5.6483e-05 | 0.96767
142 | 46945.7409 | 0.77504 | 0.8073 | 1.1598 | 1.5777 | 7.2954 | 1.1681 | 2.6042 | 1.7835 | 0.66014 | 0.057781 | 7.8539 | 1.8155 | 0.4088 | 0.36973 | 0.13341 | 0.32324 | 0.08505 | 0.15788 | 0.5092 | 0.21261 | 2.1775 | 2.2028 | 0.088313 | 1.8755 | 0.38491 | 0.011969 | 0.6618 | 0.40874 | 0.10811 | 0.069201 | 11.7559 | 9.3038 | 13.7743 | 0.66321 | 15.2955 | 2164.9187 | 0 | 0 | 0.8186 | 0.016064 | 0.68614 | 0.016491 | 0.40415 | 0.00091891 | 0 | 0 | 0 | 0 | 0.037622 | 0.0013665 | 0.057536 | 0.00029085 | 0 | 0 | 3.8042 | 0.2205 | 0.02366 | 0.015791 | 0.015268 | 0.00027258 | 0.015557 | 0.0010756 | 0.015265 | 0.00029085 | 0.01506 | 0.0002352 | 0.014874 | 5.5652e-05 | 0.75409
143 | 47340.8182 | 0.86284 | 0.93585 | 1.2303 | 1.6613 | 9.6456 | 2.3862 | 0.8397 | 1.6677 | 0.65635 | 0.053684 | 8.135 | 1.7515 | 0.35132 | 0.30752 | 0.13868 | 0.30824 | 0.068701 | 0.14329 | 0.45269 | 0.19423 | 2.0853 | 2.2614 | 0.10521 | 2.1891 | 0.50067 | 0.012999 | 0.50467 | 0.49984 | 0.12706 | 0.055751 | 9.6656 | 9.9894 | 8.7202 | 0.53958 | 15.579 | 2259.3566 | 0 | 0 | 0.86846 | 0.016717 | 0.62223 | 0.016491 | 0.43446 | 0.00091891 | 0 | 0 | 0 | 0 | 0.037622 | 0.0014141 | 0.057989 | 0.00030083 | 0 | 0 | 3.9284 | 0.231 | 0.023963 | 0.016431 | 0.015268 | 0.00028585 | 0.015556 | 0.0011133 | 0.015265 | 0.00030083 | 0.01506 | 0.00024326 | 0.014874 | 5.7569e-05 | 0.75801
144 | 48379.1576 | 0.82243 | 0.8935 | 1.3507 | 1.4665 | 13.0645 | 1.7076 | 1.8426 | 0.66425 | 0.14253 | 0.076988 | 8.3295 | 3.8111 | 0.34975 | 0.31578 | 0.12699 | 0.3449 | 0.076135 | 0.12486 | 0.40552 | 0.19301 | 2.0931 | 2.7157 | 0.089804 | 1.4582 | 0.43829 | 0.010105 | 0.60857 | 0.50852 | 0.12486 | 0.064945 | 9.7965 | 9.8642 | 9.0548 | 0.49195 | 15.4145 | 2276.3068 | 0 | 0 | 0.82263 | 0.016846 | 0.62855 | 0.016491 | 0.4018 | 0.00091891 | 0 | 0 | 0 | 0 | 0.037664 | 0.0014319 | 0.058176 | 0.00030472 | 0 | 0 | 3.95 | 0.23284 | 0.024023 | 0.016557 | 0.015268 | 0.00028844 | 0.015598 | 0.0011272 | 0.015265 | 0.00030472 | 0.01506 | 0.00024641 | 0.014874 | 5.8311e-05 | 0.75108
145 | 38461.7957 | 0.81618 | 0.91889 | 1.2551 | 1.5672 | 15.1779 | 3.4667 | 1.8456 | 1.0235 | 0.52547 | 0.025032 | 6.4855 | 1.3173 | 0.30603 | 0.28237 | 0.11887 | 0.31282 | 0.093124 | 0.11259 | 0.43417 | 0.23069 | 2.2817 | 2.1771 | 0.089489 | 1.5381 | 0.43531 | 0.013273 | 0.53501 | 0.46012 | 0.1129 | 0.078175 | 11.0235 | 9.7514 | 14.1661 | 0.47563 | 14.1514 | 1860.8934 | 0 | 0 | 0.78214 | 0.013997 | 0.6509 | 0.016491 | 0.42191 | 0.00091891 | 0 | 0 | 0 | 0 | 0.037416 | 0.001153 | 0.055199 | 0.00024394 | 0 | 0 | 3.3939 | 0.18676 | 0.022088 | 0.013766 | 0.01506 | 0.00023109 | 0.015559 | 0.00090905 | 0.015057 | 0.00024394 | 0.01506 | 0.00019725 | 0.014874 | 4.6684e-05 | 0.55284
146 | 42743.4598 | 0.88581 | 0.74774 | 0.98992 | 1.4281 | 8.4528 | 1.6417 | 3.1222 | 1.2063 | 0.054736 | 0.067936 | 9.1035 | 0.50241 | 0.3975 | 0.35999 | 0.12955 | 0.29913 | 0.087313 | 0.12129 | 0.4364 | 0.18102 | 2.1767 | 1.9263 | 0.10022 | 1.6366 | 0.41688 | 0.010853 | 0.57127 | 0.50712 | 0.13525 | 0.083736 | 11.1052 | 9.1696 | 13.7285 | 0.55671 | 14.7572 | 1955.4837 | 0 | 0 | 0.80575 | 0.014618 | 0.65639 | 0.016491 | 0.47532 | 0.00091891 | 0 | 0 | 0 | 0 | 0.037624 | 0.0012336 | 0.056135 | 0.00026194 | 0 | 0 | 3.5236 | 0.19727 | 0.022381 | 0.014375 | 0.01506 | 0.00024348 | 0.015558 | 0.00097168 | 0.015265 | 0.00026194 | 0.01506 | 0.00021183 | 0.014873 | 5.0118e-05 | 0.61027
147 | 39526.8817 | 0.83439 | 0.85918 | 1.0055 | 1.638 | 12.2271 | 2.6614 | 3.8483 | 0.83183 | 0.25017 | 0.049409 | 8.8987 | 2.2698 | 0.21585 | 0.34891 | 0.1293 | 0.34091 | 0.069231 | 0.13927 | 0.46427 | 0.21055 | 1.8293 | 2.3323 | 0.09348 | 1.7128 | 0.44462 | 0.0099535 | 0.51776 | 0.48889 | 0.12735 | 0.071213 | 9.5143 | 6.6045 | 11.2578 | 0.57233 | 14.3949 | 1903.039 | 0 | 0 | 0.83442 | 0.014105 | 0.61853 | 0.016491 | 0.44548 | 0.00091891 | 0 | 0 | 0 | 0 | 0.037416 | 0.0011698 | 0.055402 | 0.00024774 | 0 | 0 | 3.4567 | 0.19183 | 0.02214 | 0.013872 | 0.01506 | 0.00023325 | 0.015559 | 0.00092205 | 0.015057 | 0.00024774 | 0.01506 | 0.00020033 | 0.014874 | 4.7408e-05 | 0.64625
148 | 38682.9829 | 0.92574 | 0.74182 | 1.0756 | 1.202 | 12.6576 | 1.7751 | 3.7179 | 0.91246 | 0.59077 | 0.072641 | 8.0286 | 3.8802 | 0.39471 | 0.36153 | 0.15354 | 0.32236 | 0.082817 | 0.13643 | 0.51693 | 0.19337 | 2.2388 | 2.0612 | 0.087922 | 2.018 | 0.3992 | 0.015222 | 0.55169 | 0.4769 | 0.12815 | 0.063249 | 5.9592 | 8.7539 | 15.4825 | 0.64282 | 13.5581 | 1781.2449 | 0 | 0 | 0.74554 | 0.013443 | 0.65528 | 0.016491 | 0.35798 | 0.00091891 | 0 | 0 | 0 | 0 | 0.037416 | 0.0011184 | 0.054861 | 0.00023707 | 0 | 0 | 3.2827 | 0.1779 | 0.021826 | 0.013223 | 0.01506 | 0.00022005 | 0.015559 | 0.00088128 | 0.015057 | 0.00023707 | 0.01506 | 0.00019171 | 0.014873 | 4.5362e-05 | 0.54954
149 | 51038.1489 | 0.90104 | 0.86347 | 0.95738 | 1.7987 | 10.8794 | 2.5872 | 2.1063 | 0.63493 | 0.67837 | 0.049739 | 8.7628 | 1.0227 | 0.4163 | 0.36456 | 0.16313 | 0.33518 | 0.09464 | 0.12681 | 0.42388 | 0.19171 | 1.9703 | 2.3174 | 0.08434 | 1.9045 | 0.4217 | 0.014201 | 0.51056 | 0.47806 | 0.12546 | 0.053283 | 11.6736 | 9.9955 | 8.2843 | 0.51561 | 16.2988 | 2397.6552 | 0 | 0 | 0.95179 | 0.017488 | 0.63532 | 0.019491 | 0.46177 | 0.00091891 | 0 | 0 | 0 | 0 | 0.037663 | 0.0014977 | 0.059067 | 0.00031956 | 0 | 0 | 4.0768 | 0.24371 | 0.02432 | 0.017187 | 0.015268 | 0.00030158 | 0.015598 | 0.0011781 | 0.015265 | 0.00031956 | 0.015268 | 0.00025842 | 0.014874 | 6.1148e-05 | 0.87709
150 | 49434.6341 | 0.99796 | 0.86223 | 1.4011 | 1.7401 | 8.0094 | 1.6046 | 1.9654 | 1.4646 | 1.0294 | 0.038349 | 6.2829 | 1.0024 | 0.20355 | 0.38218 | 0.1435 | 0.30911 | 0.071814 | 0.15527 | 0.41696 | 0.15831 | 2.3522 | 1.7648 | 0.096496 | 2.2666 | 0.53407 | 0.013201 | 0.50479 | 0.54295 | 0.12006 | 0.071626 | 8.9667 | 9.3493 | 9.7895 | 0.62079 | 16.0364 | 2326.692 | 0 | 0 | 0.80238 | 0.017015 | 0.65115 | 0.019491 | 0.52589 | 0.00091891 | 0 | 0 | 0 | 0 | 0.037663 | 0.0014485 | 0.058564 | 0.00030855 | 0 | 0 | 3.985 | 0.23582 | 0.024101 | 0.016723 | 0.015268 | 0.00029192 | 0.015598 | 0.0011399 | 0.015265 | 0.00030855 | 0.015268 | 0.00024951 | 0.014874 | 5.9032e-05 | 0.88878
151 | 41489.6451 | 0.99521 | 0.96208 | 1.3813 | 1.1944 | 10.0501 | 2.7945 | 1.0373 | 1.4919 | 0.75377 | 0.049273 | 6.4042 | 0.56533 | 0.15163 | 0.27288 | 0.14008 | 0.32423 | 0.093927 | 0.11759 | 0.43831 | 0.22318 | 2.1611 | 2.2092 | 0.092134 | 1.9969 | 0.38299 | 0.014503 | 0.57225 | 0.57932 | 0.11478 | 0.074535 | 9.8178 | 7.9252 | 15.675 | 0.46722 | 15.6009 | 2017.2105 | 0 | 0 | 0.79582 | 0.01507 | 0.69226 | 0.016491 | 0.60642 | 0.00091891 | 0 | 0 | 0 | 0 | 0.037623 | 0.0012539 | 0.056282 | 0.00026539 | 0 | 0 | 3.6072 | 0.20411 | 0.022594 | 0.014817 | 0.015268 | 0.00025252 | 0.015558 | 0.00098852 | 0.015265 | 0.00026539 | 0.01506 | 0.0002146 | 0.014874 | 5.0791e-05 | 0.6102
152 | 48239.9644 | 0.83518 | 0.82347 | 1.3208 | 1.7967 | 12.0334 | 2.5586 | 3.1807 | 1.1289 | 0.50499 | 0.056257 | 7.7824 | 2.5421 | 0.30382 | 0.34215 | 0.11957 | 0.32731 | 0.086006 | 0.14735 | 0.4877 | 0.17482 | 1.997 | 2.4621 | 0.094989 | 2.1886 | 0.48477 | 0.015655 | 0.64131 | 0.4495 | 0.11346 | 0.062019 | 11.8439 | 7.5527 | 9.5415 | 0.62213 | 15.2639 | 2226.5457 | 0 | 0 | 0.79386 | 0.016505 | 0.63038 | 0.016491 | 0.41866 | 0.00091891 | 0 | 0 | 0 | 0 | 0.037622 | 0.0014057 | 0.05794 | 0.00029947 | 0 | 0 | 3.8849 | 0.2273 | 0.023865 | 0.016223 | 0.015268 | 0.00028154 | 0.015557 | 0.0011062 | 0.015265 | 0.00029947 | 0.01506 | 0.00024217 | 0.014874 | 5.73e-05 | 0.73435
153 | 45212.7038 | 0.83343 | 0.97701 | 1.4342 | 1.6636 | 9.104 | 4.7858 | 1.0294 | 1.7038 | 0.47633 | 0.064238 | 6.6664 | 2.2347 | 0.25712 | 0.36382 | 0.1463 | 0.3436 | 0.079503 | 0.13793 | 0.46448 | 0.18662 | 2.2763 | 2.3236 | 0.1036 | 1.5591 | 0.46675 | 0.012395 | 0.61886 | 0.53685 | 0.12219 | 0.072454 | 10.0288 | 6.9861 | 9.2857 | 0.50627 | 15.2962 | 2190.1725 | 0 | 0 | 0.81941 | 0.01625 | 0.6234 | 0.016491 | 0.44657 | 0.00091891 | 0 | 0 | 0 | 0 | 0.037622 | 0.0013651 | 0.057473 | 0.00028997 | 0 | 0 | 3.8377 | 0.22332 | 0.023747 | 0.015974 | 0.015268 | 0.00027638 | 0.015557 | 0.0010751 | 0.015265 | 0.00028997 | 0.01506 | 0.00023448 | 0.014874 | 5.5496e-05 | 0.90386
154 | 50874.3348 | 0.92543 | 0.98863 | 1.3424 | 1.8282 | 11.0335 | 3.7819 | 0.97485 | 0.73852 | 0.38902 | 0.054685 | 7.86 | 2.4168 | 0.43372 | 0.38639 | 0.11302 | 0.41546 | 0.065829 | 0.14008 | 0.4032 | 0.19853 | 1.9715 | 2.1786 | 0.088857 | 1.8723 | 0.42689 | 0.012986 | 0.54303 | 0.51462 | 0.096407 | 0.064561 | 9.6872 | 7.0532 | 15.6707 | 0.51908 | 16.7094 | 2474.0466 | 0 | 0 | 0.89007 | 0.018005 | 0.75868 | 0.019491 | 0.41962 | 0.00091891 | 0 | 0 | 0 | 0 | 0.037663 | 0.0015326 | 0.059374 | 0.00032676 | 0 | 0 | 4.1751 | 0.25224 | 0.024557 | 0.017693 | 0.015268 | 0.00031216 | 0.015597 | 0.0012059 | 0.015265 | 0.00032676 | 0.015268 | 0.00026423 | 0.014874 | 6.2535e-05 | 1.0962
155 | 38952.0972 | 0.89152 | 0.88713 | 1.2338 | 1.4713 | 6.1254 | 1.5915 | 0.81076 | 0.55414 | 0.083228 | 0.069496 | 7.0125 | 2.0581 | 0.43866 | 0.30195 | 0.15877 | 0.26893 | 0.085378 | 0.10529 | 0.44448 | 0.21406 | 2.0364 | 2.102 | 0.089916 | 2.1114 | 0.47352 | 0.01203 | 0.54669 | 0.4817 | 0.11008 | 0.071644 | 12.7349 | 9.7866 | 9.2093 | 0.4681 | 13.8509 | 1885.6823 | 0 | 0 | 0.77689 | 0.01403 | 0.59064 | 0.016491 | 0.38739 | 0.00091891 | 0 | 0 | 0 | 0 | 0.037416 | 0.0011591 | 0.05527 | 0.00024524 | 0 | 0 | 3.4317 | 0.18981 | 0.022104 | 0.013799 | 0.01506 | 0.00023175 | 0.015559 | 0.00091385 | 0.015057 | 0.00024524 | 0.01506 | 0.00019831 | 0.014874 | 4.6929e-05 | 0.57315
156 | 47900.3748 | 0.97985 | 0.8492 | 1.0423 | 1.52 | 15.188 | 4.0708 | 1.6222 | 1.62 | 0.64789 | 0.076785 | 6.605 | 1.0652 | 0.38135 | 0.3374 | 0.14597 | 0.28495 | 0.062671 | 0.1389 | 0.49893 | 0.17219 | 2.0562 | 2.1882 | 0.10695 | 1.9908 | 0.37932 | 0.011635 | 0.4916 | 0.53002 | 0.10383 | 0.078814 | 9.3479 | 6.7208 | 14.6631 | 0.58524 | 15.9318 | 2230.5354 | 0 | 0 | 0.88608 | 0.016519 | 0.70575 | 0.016491 | 0.451 | 0.00091891 | 0 | 0 | 0 | 0 | 0.037622 | 0.0014061 | 0.057931 | 0.00029934 | 0 | 0 | 3.8905 | 0.22777 | 0.023871 | 0.016237 | 0.015268 | 0.00028181 | 0.015557 | 0.0011068 | 0.015265 | 0.00029934 | 0.01506 | 0.00024206 | 0.014874 | 5.7279e-05 | 0.74653
157 | 45601.3565 | 0.79898 | 0.81723 | 0.99946 | 1.5222 | 13.214 | 1.8686 | 1.7401 | 1.7842 | 0.55669 | 0.048785 | 6.2029 | 3.7138 | 0.29899 | 0.31948 | 0.16127 | 0.34749 | 0.07825 | 0.13639 | 0.46172 | 0.19099 | 2.387 | 2.2478 | 0.086756 | 1.7007 | 0.50792 | 0.013676 | 0.5843 | 0.38004 | 0.11999 | 0.076206 | 7.8588 | 9.5519 | 10.0928 | 0.58567 | 15.0273 | 2112.7777 | 0 | 0 | 0.86495 | 0.015722 | 0.62783 | 0.016491 | 0.40898 | 0.00091891 | 0 | 0 | 0 | 0 | 0.037623 | 0.0013333 | 0.057187 | 0.00028357 | 0 | 0 | 3.7347 | 0.21468 | 0.0235 | 0.015456 | 0.015268 | 0.00026567 | 0.015557 | 0.0010497 | 0.015265 | 0.00028357 | 0.01506 | 0.0002293 | 0.014874 | 5.4262e-05 | 0.64243
158 | 56277.4323 | 0.91881 | 0.71626 | 1.4276 | 1.1837 | 11.3566 | 2.2656 | 3.9773 | 1.7599 | 0.14897 | 0.044836 | 8.3868 | 3.0059 | 0.13407 | 0.40369 | 0.1208 | 0.31738 | 0.085915 | 0.13765 | 0.48332 | 0.19591 | 2.1716 | 2.1957 | 0.094217 | 2.2376 | 0.48193 | 0.013227 | 0.56391 | 0.54133 | 0.12054 | 0.068187 | 9.811 | 7.8542 | 13.6899 | 0.64608 | 17.0444 | 2510.898 | 0 | 0 | 0.7626 | 0.01827 | 0.73303 | 0.019491 | 0.57893 | 0.00091891 | 0 | 0 | 0 | 0 | 0.037662 | 0.0015979 | 0.060079 | 0.00034187 | 0 | 0 | 4.2205 | 0.2562 | 0.024679 | 0.017953 | 0.015268 | 0.00031751 | 0.015597 | 0.0012561 | 0.015265 | 0.00034187 | 0.015268 | 0.00027647 | 0.014873 | 6.5401e-05 | 0.85666
159 | 44856.8256 | 0.75489 | 0.96685 | 1.5451 | 1.7197 | 6.842 | 3.9567 | 3.5013 | 1.9269 | 0.21019 | 0.02625 | 7.5598 | 3.0453 | 0.33558 | 0.3844 | 0.11515 | 0.2546 | 0.094183 | 0.11735 | 0.48497 | 0.20585 | 2.0043 | 2.2148 | 0.090103 | 1.9559 | 0.36067 | 0.011883 | 0.47093 | 0.41715 | 0.14733 | 0.056136 | 13.3087 | 8.621 | 15.11 | 0.43403 | 15.2396 | 2153.408 | 0 | 0 | 0.78822 | 0.016107 | 0.70472 | 0.016491 | 0.40093 | 0.00091891 | 0 | 0 | 0 | 0 | 0.037623 | 0.0013535 | 0.057361 | 0.00028759 | 0 | 0 | 3.7863 | 0.21899 | 0.02368 | 0.015833 | 0.015268 | 0.00027348 | 0.015557 | 0.0010659 | 0.015265 | 0.00028759 | 0.01506 | 0.00023255 | 0.014874 | 5.5044e-05 | 0.93526
160 | 40859.2663 | 0.77775 | 0.98199 | 1.4382 | 1.506 | 6.4679 | 2.0655 | 2.5409 | 1.068 | 1.0987 | 0.03238 | 7.6726 | 2.3873 | 0.21712 | 0.35197 | 0.13896 | 0.34859 | 0.094316 | 0.13188 | 0.49826 | 0.22989 | 2.1689 | 2.3344 | 0.095675 | 2.2112 | 0.36758 | 0.011501 | 0.59318 | 0.57381 | 0.10152 | 0.068217 | 11.338 | 6.2684 | 12.1164 | 0.508 | 14.6607 | 1999.3083 | 0 | 0 | 0.78678 | 0.014949 | 0.64142 | 0.016491 | 0.44211 | 0.00091891 | 0 | 0 | 0 | 0 | 0.037624 | 0.0012402 | 0.056139 | 0.00026256 | 0 | 0 | 3.583 | 0.20213 | 0.022537 | 0.014698 | 0.015268 | 0.00025011 | 0.015558 | 0.00097759 | 0.015265 | 0.00026256 | 0.01506 | 0.00021231 | 0.014874 | 5.0253e-05 | 0.7953
161 | 43409.0996 | 0.94258 | 0.80657 | 1.4576 | 1.4681 | 13.642 | 2.275 | 3.6159 | 1.6412 | 0.84019 | 0.037566 | 8.5113 | 2.1358 | 0.13892 | 0.40003 | 0.13668 | 0.37168 | 0.087538 | 0.13636 | 0.41092 | 0.21957 | 1.8121 | 2.1978 | 0.091847 | 2.1728 | 0.41212 | 0.01317 | 0.55763 | 0.41998 | 0.1032 | 0.070545 | 8.0897 | 7.4437 | 11.6996 | 0.61012 | 14.8198 | 2014.5461 | 0 | 0 | 0.72339 | 0.015042 | 0.63799 | 0.016491 | 0.51144 | 0.00091891 | 0 | 0 | 0 | 0 | 0.037623 | 0.0012668 | 0.056475 | 0.00026892 | 0 | 0 | 3.6034 | 0.2038 | 0.02258 | 0.01479 | 0.015268 | 0.00025197 | 0.015558 | 0.00099785 | 0.015265 | 0.00026892 | 0.01506 | 0.00021747 | 0.014874 | 5.1456e-05 | 0.75358
162 | 43004.7355 | 0.76526 | 0.98663 | 1.4651 | 1.4871 | 12.107 | 2.0998 | 2.9125 | 1.5058 | 0.27143 | 0.032063 | 7.0056 | 1.6986 | 0.14415 | 0.32131 | 0.15265 | 0.40307 | 0.071374 | 0.11618 | 0.50006 | 0.18411 | 2.3274 | 2.0753 | 0.077209 | 1.6315 | 0.44628 | 0.012433 | 0.58364 | 0.40087 | 0.11822 | 0.063474 | 10.1663 | 7.2536 | 9.5768 | 0.44631 | 15.1478 | 2080.5962 | 0 | 0 | 0.80008 | 0.015622 | 0.61916 | 0.016491 | 0.51455 | 0.00091891 | 0 | 0 | 0 | 0 | 0.037623 | 0.0013044 | 0.056828 | 0.00027655 | 0 | 0 | 3.6892 | 0.21089 | 0.023454 | 0.015358 | 0.015268 | 0.00026366 | 0.015557 | 0.0010278 | 0.015265 | 0.00027655 | 0.01506 | 0.00022362 | 0.014874 | 5.2931e-05 | 0.76868
163 | 50935.0966 | 0.96615 | 0.99152 | 0.98339 | 1.3445 | 10.0727 | 1.8519 | 0.58096 | 1.9974 | 0.153 | 0.027838 | 7.1283 | 0.52764 | 0.41139 | 0.34793 | 0.12715 | 0.36202 | 0.086654 | 0.15413 | 0.40708 | 0.2329 | 2.4327 | 2.3683 | 0.095079 | 1.9955 | 0.52731 | 0.014604 | 0.55056 | 0.53767 | 0.11775 | 0.061576 | 8.2735 | 6.7714 | 11.12 | 0.55 | 17.3869 | 2478.7561 | 0 | 0 | 1.0167 | 0.018034 | 0.68478 | 0.019491 | 0.5825 | 0.00091891 | 0 | 0 | 0 | 0 | 0.037663 | 0.0015317 | 0.059335 | 0.00032589 | 0 | 0 | 4.1814 | 0.25278 | 0.024571 | 0.017721 | 0.015268 | 0.00031269 | 0.015597 | 0.0012058 | 0.015265 | 0.00032589 | 0.015268 | 0.00026353 | 0.014874 | 6.2357e-05 | 0.99152
164 | 49597.8644 | 0.87373 | 0.90164 | 1.0676 | 1.73 | 13.5741 | 3.0379 | 3.9366 | 1.3194 | 1.0281 | 0.039211 | 8.8292 | 3.3227 | 0.34431 | 0.33173 | 0.12963 | 0.35448 | 0.08756 | 0.12857 | 0.51368 | 0.2015 | 2.2433 | 1.834 | 0.078892 | 1.5327 | 0.41752 | 0.013499 | 0.53808 | 0.4732 | 0.12672 | 0.073536 | 9.9145 | 6.9746 | 13.5573 | 0.50064 | 16.2291 | 2360.4818 | 0 | 0 | 0.92016 | 0.017239 | 0.71285 | 0.019491 | 0.41458 | 0.00091891 | 0 | 0 | 0 | 0 | 0.037663 | 0.0014685 | 0.05876 | 0.00031293 | 0 | 0 | 4.0289 | 0.23959 | 0.024204 | 0.016942 | 0.015268 | 0.00029648 | 0.015598 | 0.0011556 | 0.015265 | 0.00031293 | 0.015268 | 0.00025305 | 0.014874 | 5.9881e-05 | 0.818
165 | 43425.0102 | 0.77905 | 0.77521 | 1.0482 | 1.5291 | 14.2354 | 3.7981 | 2.641 | 1.5395 | 0.78803 | 0.059026 | 9.1227 | 0.94477 | 0.39837 | 0.36711 | 0.12246 | 0.3191 | 0.082502 | 0.13131 | 0.36407 | 0.20086 | 2.1256 | 2.2735 | 0.096409 | 1.5242 | 0.35558 | 0.011249 | 0.54382 | 0.47468 | 0.12665 | 0.076054 | 9.9544 | 9.5001 | 12.1716 | 0.58333 | 14.6543 | 1996.5594 | 0 | 0 | 0.80778 | 0.014925 | 0.64257 | 0.016491 | 0.42912 | 0.00091891 | 0 | 0 | 0 | 0 | 0.037623 | 0.0012576 | 0.056385 | 0.00026702 | 0 | 0 | 3.5788 | 0.20178 | 0.022526 | 0.014676 | 0.015268 | 0.00024964 | 0.015558 | 0.00099062 | 0.015265 | 0.00026702 | 0.01506 | 0.00021594 | 0.014874 | 5.1088e-05 | 0.65965
166 | 55177.8012 | 0.79119 | 0.73602 | 1.2547 | 1.3187 | 8.1161 | 2.0741 | 3.4421 | 1.4238 | 1.0415 | 0.071515 | 6.9262 | 2.025 | 0.26762 | 0.38791 | 0.12218 | 0.26809 | 0.071686 | 0.12993 | 0.44245 | 0.19644 | 2.1801 | 2.1563 | 0.081402 | 1.9389 | 0.46648 | 0.010709 | 0.61992 | 0.52632 | 0.1219 | 0.062021 | 7.9688 | 7.9105 | 8.6352 | 0.59238 | 16.1882 | 2461.4528 | 0 | 0 | 0.80758 | 0.018066 | 0.64715 | 0.019491 | 0.46324 | 0.00091891 | 0 | 0 | 0 | 0 | 0.037662 | 0.0015723 | 0.059824 | 0.00033612 | 0 | 0 | 4.1543 | 0.25043 | 0.024585 | 0.017753 | 0.015268 | 0.00031335 | 0.015597 | 0.0012362 | 0.015265 | 0.00033612 | 0.015268 | 0.00027182 | 0.014873 | 6.43e-05 | 0.83299
167 | 39731.5481 | 0.93099 | 0.71327 | 1.293 | 1.5978 | 14.6996 | 2.4987 | 3.5806 | 1.7364 | 0.86961 | 0.052902 | 9.1958 | 2.9605 | 0.17285 | 0.30884 | 0.14169 | 0.35067 | 0.091498 | 0.1343 | 0.40844 | 0.16693 | 2.281 | 2.1992 | 0.092579 | 1.5398 | 0.48015 | 0.010599 | 0.53732 | 0.39124 | 0.1102 | 0.065898 | 10.7554 | 7.8967 | 8.1515 | 0.6681 | 13.5219 | 1809.4427 | 0 | 0 | 0.68795 | 0.013638 | 0.57353 | 0.016491 | 0.44195 | 0.00091891 | 0 | 0 | 0 | 0 | 0.037416 | 0.0011394 | 0.055114 | 0.00024184 | 0 | 0 | 3.322 | 0.18102 | 0.021918 | 0.013414 | 0.01506 | 0.00022394 | 0.015559 | 0.0008976 | 0.015057 | 0.00024184 | 0.01506 | 0.00019557 | 0.014873 | 4.6269e-05 | 0.46057
168 | 37835.8136 | 0.93471 | 0.89946 | 1.1371 | 1.5417 | 12.5211 | 3.6235 | 2.5469 | 0.67035 | 0.4555 | 0.068864 | 6.2899 | 1.9027 | 0.41717 | 0.38104 | 0.13753 | 0.3297 | 0.09288 | 0.13001 | 0.49982 | 0.18853 | 2.2278 | 1.81 | 0.089777 | 1.6105 | 0.37693 | 0.012692 | 0.60355 | 0.47855 | 0.11857 | 0.054798 | 9.1945 | 9.4085 | 11.4872 | 0.52532 | 13.7655 | 1828.7731 | 0 | 0 | 0.79913 | 0.01374 | 0.61647 | 0.016491 | 0.37564 | 0.00091891 | 0 | 0 | 0 | 0 | 0.037416 | 0.0011295 | 0.054945 | 0.00023901 | 0 | 0 | 3.3504 | 0.18328 | 0.021967 | 0.013514 | 0.01506 | 0.00022597 | 0.015559 | 0.00089047 | 0.015057 | 0.00023901 | 0.01506 | 0.00019327 | 0.014874 | 4.574e-05 | 0.7147
169 | 52439.9447 | 0.9704 | 0.73983 | 1.0629 | 1.2288 | 13.0324 | 1.427 | 3.7744 | 1.5351 | 1.1465 | 0.079799 | 7.6348 | 3.9853 | 0.31517 | 0.38248 | 0.13737 | 0.27938 | 0.093622 | 0.11141 | 0.43451 | 0.2256 | 2.1238 | 1.9959 | 0.089927 | 1.9583 | 0.35033 | 0.013127 | 0.5967 | 0.38838 | 0.1143 | 0.063448 | 11.6857 | 6.3617 | 13.7829 | 0.52922 | 16.1168 | 2373.752 | 0 | 0 | 0.84796 | 0.017325 | 0.7175 | 0.019491 | 0.41549 | 0.00091891 | 0 | 0 | 0 | 0 | 0.037663 | 0.0014981 | 0.059089 | 0.00031968 | 0 | 0 | 4.0456 | 0.24102 | 0.024244 | 0.017027 | 0.015268 | 0.00029818 | 0.015598 | 0.0011784 | 0.015265 | 0.00031968 | 0.015268 | 0.00025852 | 0.014873 | 6.1155e-05 | 0.78529
170 | 48361.1756 | 0.89958 | 0.82606 | 1.3264 | 1.6021 | 13.9022 | 2.1598 | 3.5645 | 1.4383 | 0.83005 | 0.044736 | 8.3274 | 2.9248 | 0.43044 | 0.35792 | 0.14044 | 0.33582 | 0.087019 | 0.11639 | 0.44714 | 0.20015 | 2.2234 | 2.2543 | 0.099021 | 2.009 | 0.41816 | 0.012729 | 0.60303 | 0.48584 | 0.13604 | 0.070118 | 8.8441 | 7.1269 | 9.7663 | 0.49036 | 15.1975 | 2235.7873 | 0 | 0 | 0.79465 | 0.016554 | 0.63406 | 0.016491 | 0.39044 | 0.00091891 | 0 | 0 | 0 | 0 | 0.037622 | 0.0014122 | 0.058003 | 0.00030082 | 0 | 0 | 3.8973 | 0.22835 | 0.023888 | 0.016272 | 0.015268 | 0.00028253 | 0.015557 | 0.0011113 | 0.015265 | 0.00030082 | 0.01506 | 0.00024326 | 0.014874 | 5.7561e-05 | 0.77318
171 | 51984.5103 | 0.79977 | 0.84091 | 1.5226 | 1.3283 | 14.7674 | 3.7547 | 1.7476 | 1.3016 | 0.47525 | 0.073163 | 8.8233 | 0.74339 | 0.20042 | 0.27217 | 0.13185 | 0.33965 | 0.083129 | 0.14299 | 0.44559 | 0.2003 | 2.2919 | 2.1011 | 0.080346 | 1.8428 | 0.45782 | 0.012774 | 0.49615 | 0.45286 | 0.0942 | 0.060518 | 10.524 | 7.19 | 13.7431 | 0.60765 | 16.6735 | 2411.9802 | 0 | 0 | 0.78184 | 0.017659 | 0.72298 | 0.019491 | 0.56093 | 0.00091891 | 0 | 0 | 0 | 0 | 0.037663 | 0.0015183 | 0.059262 | 0.0003238 | 0 | 0 | 4.0932 | 0.24513 | 0.024398 | 0.017354 | 0.015268 | 0.00030502 | 0.015598 | 0.0011945 | 0.015265 | 0.0003238 | 0.015268 | 0.00026185 | 0.014874 | 6.1956e-05 | 0.64572
172 | 45113.0819 | 0.89985 | 0.98454 | 1.3959 | 1.4627 | 13.6735 | 3.3187 | 1.0267 | 1.476 | 0.81811 | 0.025813 | 6.3229 | 1.3441 | 0.24898 | 0.29473 | 0.15605 | 0.32931 | 0.085521 | 0.11532 | 0.45687 | 0.18107 | 2.3969 | 2.6127 | 0.09145 | 1.9428 | 0.41791 | 0.014116 | 0.46493 | 0.42641 | 0.12414 | 0.053681 | 9.5816 | 8.7478 | 9.8912 | 0.44527 | 15.4924 | 2190.7439 | 0 | 0 | 0.83115 | 0.016253 | 0.63214 | 0.016491 | 0.47933 | 0.00091891 | 0 | 0 | 0 | 0 | 0.037622 | 0.0013645 | 0.057457 | 0.00028966 | 0 | 0 | 3.8386 | 0.22339 | 0.023748 | 0.015976 | 0.015268 | 0.00027641 | 0.015557 | 0.0010749 | 0.015265 | 0.00028966 | 0.01506 | 0.00023422 | 0.014874 | 5.5435e-05 | 0.73763
173 | 53690.585 | 0.99372 | 0.87278 | 1.3993 | 1.4196 | 12.2315 | 2.2865 | 3.5313 | 1.2219 | 0.76776 | 0.045632 | 7.7464 | 2.8352 | 0.17415 | 0.2875 | 0.16288 | 0.32271 | 0.085191 | 0.13456 | 0.41074 | 0.17908 | 2.6429 | 1.9877 | 0.10181 | 1.8981 | 0.51598 | 0.013447 | 0.54566 | 0.44424 | 0.12425 | 0.059363 | 9.8012 | 7.1459 | 9.8307 | 0.53673 | 16.6766 | 2497.2203 | 0 | 0 | 0.83602 | 0.018301 | 0.66862 | 0.019491 | 0.519 | 0.00091891 | 0 | 0 | 0 | 0 | 0.037662 | 0.0015777 | 0.059837 | 0.00033682 | 0 | 0 | 4.2007 | 0.25446 | 0.024693 | 0.017983 | 0.015268 | 0.00031817 | 0.015597 | 0.0012409 | 0.015265 | 0.00033682 | 0.015268 | 0.00027237 | 0.014874 | 6.4453e-05 | 0.73731
174 | 54345.4697 | 0.93777 | 0.78281 | 1.4943 | 1.6063 | 11.5811 | 2.2086 | 1.2514 | 1.1598 | 0.53659 | 0.053502 | 9.4256 | 2.1769 | 0.12318 | 0.40324 | 0.13188 | 0.30102 | 0.068903 | 0.10297 | 0.40683 | 0.19346 | 2.5214 | 2.2818 | 0.10327 | 1.768 | 0.46841 | 0.013197 | 0.4267 | 0.42696 | 0.10634 | 0.074618 | 10.9695 | 9.2813 | 10.6389 | 0.49901 | 16.7826 | 2463.6103 | 0 | 0 | 0.77269 | 0.018059 | 0.67837 | 0.019491 | 0.59973 | 0.00091891 | 0 | 0 | 0 | 0 | 0.037663 | 0.0015652 | 0.059751 | 0.0003346 | 0 | 0 | 4.1578 | 0.25073 | 0.024582 | 0.017746 | 0.015268 | 0.00031323 | 0.015597 | 0.0012305 | 0.015265 | 0.0003346 | 0.015268 | 0.00027059 | 0.014874 | 6.4018e-05 | 0.91745
175 | 44963.6516 | 0.79014 | 0.81327 | 1.5492 | 1.6537 | 8.7056 | 3.6695 | 3.9624 | 0.93022 | 0.30825 | 0.073292 | 9.9068 | 2.4632 | 0.13152 | 0.28534 | 0.13501 | 0.36157 | 0.079323 | 0.135 | 0.48439 | 0.20457 | 2.416 | 2.4109 | 0.086927 | 1.5786 | 0.46262 | 0.013893 | 0.51131 | 0.46125 | 0.13366 | 0.077936 | 10.474 | 7.0991 | 9.5509 | 0.57521 | 15.0266 | 2083.7255 | 0 | 0 | 0.72003 | 0.015521 | 0.61746 | 0.016491 | 0.53008 | 0.00091891 | 0 | 0 | 0 | 0 | 0.037623 | 0.001312 | 0.056963 | 0.00027891 | 0 | 0 | 3.6961 | 0.21146 | 0.023406 | 0.015259 | 0.015268 | 0.00026163 | 0.015557 | 0.0010331 | 0.015265 | 0.00027891 | 0.01506 | 0.00022554 | 0.014874 | 5.3367e-05 | 0.56234
176 | 45514.3434 | 0.95621 | 0.85745 | 1.4195 | 1.1918 | 11.9998 | 1.6284 | 1.1121 | 1.7919 | 0.12658 | 0.076855 | 8.0021 | 2.4047 | 0.14539 | 0.27561 | 0.14704 | 0.31996 | 0.080387 | 0.11849 | 0.45028 | 0.22424 | 2.4703 | 2.4003 | 0.086474 | 1.812 | 0.42642 | 0.010831 | 0.49981 | 0.39039 | 0.14111 | 0.072214 | 9.6423 | 6.0907 | 14.8695 | 0.48744 | 15.5766 | 2133.1048 | 0 | 0 | 0.76951 | 0.015859 | 0.69625 | 0.016491 | 0.51934 | 0.00091891 | 0 | 0 | 0 | 0 | 0.037623 | 0.0013404 | 0.057232 | 0.00028461 | 0 | 0 | 3.762 | 0.21695 | 0.023564 | 0.01559 | 0.015268 | 0.00026841 | 0.015557 | 0.0010558 | 0.015265 | 0.00028461 | 0.01506 | 0.00023015 | 0.014874 | 5.4459e-05 | 0.58625
177 | 53134.2847 | 0.8731 | 0.85444 | 0.94332 | 1.4923 | 8.76 | 1.7421 | 1.0426 | 1.807 | 0.38013 | 0.04825 | 9.1347 | 2.042 | 0.41839 | 0.31787 | 0.13997 | 0.29454 | 0.080848 | 0.13245 | 0.49662 | 0.20262 | 1.9115 | 2.0699 | 0.081544 | 1.8621 | 0.44928 | 0.013292 | 0.53452 | 0.52512 | 0.11942 | 0.072185 | 9.0079 | 6.1977 | 9.6129 | 0.54228 | 16.5545 | 2481.7096 | 0 | 0 | 0.96875 | 0.018054 | 0.66165 | 0.019491 | 0.42451 | 0.00091891 | 0 | 0 | 0 | 0 | 0.037663 | 0.0015552 | 0.059625 | 0.00033199 | 0 | 0 | 4.1845 | 0.25306 | 0.02458 | 0.01774 | 0.015268 | 0.00031311 | 0.015597 | 0.0012232 | 0.015265 | 0.00033199 | 0.015268 | 0.00026846 | 0.014874 | 6.3524e-05 | 0.78603
178 | 48193.8291 | 0.86201 | 0.78474 | 1.1989 | 1.8648 | 10.9257 | 2.2413 | 1.9626 | 0.48551 | 1.1683 | 0.078611 | 9.5346 | 1.3879 | 0.24079 | 0.33302 | 0.12022 | 0.40536 | 0.075564 | 0.14079 | 0.43044 | 0.21515 | 2.1911 | 2.146 | 0.088375 | 1.9744 | 0.45046 | 0.013207 | 0.56617 | 0.54415 | 0.11489 | 0.073134 | 8.1522 | 9.4507 | 12.4071 | 0.62049 | 15.5585 | 2194.6041 | 0 | 0 | 0.8044 | 0.016329 | 0.66784 | 0.016491 | 0.47441 | 0.00091891 | 0 | 0 | 0 | 0 | 0.037622 | 0.0013945 | 0.057843 | 0.00029731 | 0 | 0 | 3.8416 | 0.22364 | 0.023783 | 0.016051 | 0.015268 | 0.00027798 | 0.015557 | 0.0010972 | 0.015265 | 0.00029731 | 0.01506 | 0.00024042 | 0.014874 | 5.6885e-05 | 0.67397
179 | 44482.2972 | 0.76305 | 0.93983 | 1.2127 | 1.4975 | 15.046 | 3.7867 | 2.6103 | 1.4454 | 0.32146 | 0.040791 | 9.3166 | 1.049 | 0.21024 | 0.34243 | 0.11871 | 0.28267 | 0.071729 | 0.15254 | 0.4326 | 0.21605 | 2.0195 | 2.5573 | 0.088896 | 1.6738 | 0.38989 | 0.014856 | 0.55638 | 0.4339 | 0.10884 | 0.07565 | 9.0275 | 6.0166 | 14.0901 | 0.58003 | 15.7104 | 2136.5456 | 0 | 0 | 0.85319 | 0.015884 | 0.68636 | 0.016491 | 0.50914 | 0.00091891 | 0 | 0 | 0 | 0 | 0.037623 | 0.0013335 | 0.057146 | 0.00028303 | 0 | 0 | 3.7668 | 0.21736 | 0.023576 | 0.015615 | 0.015268 | 0.00026894 | 0.015557 | 0.0010504 | 0.015265 | 0.00028303 | 0.01506 | 0.00022887 | 0.014874 | 5.4165e-05 | 0.79739
180 | 40940.7615 | 0.95576 | 0.79201 | 1.093 | 1.683 | 10.4105 | 2.3443 | 1.6266 | 1.3324 | 0.36073 | 0.059766 | 9.3063 | 3.9189 | 0.22411 | 0.32356 | 0.13805 | 0.32885 | 0.0886 | 0.16251 | 0.38801 | 0.21586 | 2.1479 | 1.867 | 0.097988 | 1.7298 | 0.45856 | 0.010595 | 0.54147 | 0.47398 | 0.12469 | 0.07439 | 7.5657 | 7.5602 | 12.2108 | 0.69455 | 14.1709 | 1899.0988 | 0 | 0 | 0.78392 | 0.014277 | 0.63242 | 0.016491 | 0.41284 | 0.00091891 | 0 | 0 | 0 | 0 | 0.037624 | 0.001193 | 0.055677 | 0.00025295 | 0 | 0 | 3.4456 | 0.19093 | 0.022221 | 0.014041 | 0.01506 | 0.00023668 | 0.015559 | 0.00094008 | 0.015265 | 0.00025295 | 0.01506 | 0.00020455 | 0.014874 | 4.84e-05 | 0.5624
181 | 45005.3873 | 0.80419 | 0.79976 | 1.3107 | 1.7423 | 8.1964 | 3.6497 | 1.0083 | 0.62053 | 0.53771 | 0.061961 | 9.0632 | 1.2701 | 0.20717 | 0.28337 | 0.13422 | 0.31243 | 0.074192 | 0.12303 | 0.45946 | 0.21763 | 2.1995 | 2.5568 | 0.082876 | 2.1411 | 0.40887 | 0.013233 | 0.64029 | 0.53887 | 0.13931 | 0.073824 | 11.4317 | 6.2397 | 14.1985 | 0.53031 | 15.2932 | 2089.3186 | 0 | 0 | 0.76249 | 0.015475 | 0.6806 | 0.016491 | 0.50199 | 0.00091891 | 0 | 0 | 0 | 0 | 0.037623 | 0.0013107 | 0.056961 | 0.00027884 | 0 | 0 | 3.7058 | 0.21226 | 0.023385 | 0.015214 | 0.015268 | 0.00026071 | 0.015557 | 0.0010319 | 0.015265 | 0.00027884 | 0.01506 | 0.00022549 | 0.014874 | 5.3356e-05 | 0.54796
182 | 45793.3702 | 0.82682 | 0.88683 | 1.237 | 1.3924 | 7.4442 | 3.1434 | 1.6459 | 1.043 | 0.66441 | 0.027233 | 8.297 | 0.92998 | 0.23761 | 0.2894 | 0.13492 | 0.3231 | 0.07134 | 0.1066 | 0.47049 | 0.21238 | 2.1496 | 2.0668 | 0.09256 | 1.4496 | 0.49833 | 0.014597 | 0.49424 | 0.46019 | 0.12459 | 0.063592 | 12.0237 | 6.7001 | 14.2251 | 0.45344 | 15.7351 | 2162.0123 | 0 | 0 | 0.83 | 0.016056 | 0.69138 | 0.016491 | 0.50421 | 0.00091891 | 0 | 0 | 0 | 0 | 0.037622 | 0.0013566 | 0.057401 | 0.00028823 | 0 | 0 | 3.8004 | 0.22017 | 0.023656 | 0.015783 | 0.015268 | 0.00027241 | 0.015557 | 0.0010684 | 0.015265 | 0.00028823 | 0.01506 | 0.00023307 | 0.014874 | 5.5155e-05 | 0.64559
183 | 50526.1419 | 0.79837 | 0.74058 | 1.3737 | 1.5083 | 9.7602 | 1.5472 | 3.4053 | 1.4694 | 0.95899 | 0.0654 | 8.0658 | 3.2583 | 0.42308 | 0.37446 | 0.14793 | 0.38402 | 0.080238 | 0.12424 | 0.48748 | 0.18479 | 2.1545 | 2.0729 | 0.10706 | 2.1533 | 0.39862 | 0.011433 | 0.54752 | 0.48458 | 0.10818 | 0.068673 | 11.1181 | 8.1762 | 10.1758 | 0.58996 | 15.1655 | 2254.3537 | 0 | 0 | 0.75395 | 0.016792 | 0.64333 | 0.016491 | 0.38515 | 0.00091891 | 0 | 0 | 0 | 0 | 0.037663 | 0.0014459 | 0.058578 | 0.0003085 | 0 | 0 | 3.9183 | 0.23014 | 0.023998 | 0.016505 | 0.015268 | 0.00028736 | 0.015598 | 0.0011374 | 0.015265 | 0.0003085 | 0.015268 | 0.00024948 | 0.014873 | 5.9019e-05 | 0.74177
184 | 49342.5475 | 0.78375 | 0.88194 | 1.0924 | 1.7478 | 7.5276 | 3.6287 | 2.6149 | 1.8743 | 0.3012 | 0.030243 | 6.2239 | 0.672 | 0.40865 | 0.39593 | 0.14535 | 0.34337 | 0.072891 | 0.15217 | 0.46358 | 0.17392 | 2.1894 | 2.7723 | 0.091089 | 1.7149 | 0.45466 | 0.012432 | 0.50679 | 0.53721 | 0.12597 | 0.058136 | 8.0266 | 8.9187 | 8.7022 | 0.59068 | 16.1799 | 2336.6221 | 0 | 0 | 0.89837 | 0.017079 | 0.63618 | 0.019491 | 0.51076 | 0.00091891 | 0 | 0 | 0 | 0 | 0.037663 | 0.0014535 | 0.058612 | 0.00030965 | 0 | 0 | 3.998 | 0.23693 | 0.024131 | 0.016786 | 0.015268 | 0.00029323 | 0.015598 | 0.0011439 | 0.015265 | 0.00030965 | 0.015268 | 0.0002504 | 0.014874 | 5.9248e-05 | 0.94502
185 | 45083.3269 | 0.90259 | 0.76641 | 1.2239 | 1.8272 | 7.4854 | 2.9801 | 3.6471 | 1.5372 | 0.51172 | 0.041774 | 9.4093 | 0.87633 | 0.23818 | 0.4047 | 0.16726 | 0.30611 | 0.074441 | 0.13057 | 0.53595 | 0.19029 | 1.9228 | 1.9317 | 0.072613 | 1.8478 | 0.47664 | 0.012862 | 0.63485 | 0.52352 | 0.11718 | 0.068874 | 11.6343 | 8.2575 | 11.6422 | 0.59539 | 15.0713 | 2062.0908 | 0 | 0 | 0.76694 | 0.015365 | 0.64238 | 0.016491 | 0.50523 | 0.00091891 | 0 | 0 | 0 | 0 | 0.037623 | 0.0013028 | 0.056887 | 0.00027724 | 0 | 0 | 3.6672 | 0.20907 | 0.023333 | 0.015106 | 0.015268 | 0.0002585 | 0.015558 | 0.0010255 | 0.015265 | 0.00027724 | 0.01506 | 0.0002242 | 0.014874 | 5.3045e-05 | 0.74495
186 | 47861.1215 | 0.82924 | 0.95161 | 1.2069 | 1.7704 | 13.8082 | 2.292 | 2.0976 | 1.2504 | 0.28338 | 0.049995 | 8.7133 | 3.0599 | 0.30691 | 0.33132 | 0.13354 | 0.31851 | 0.095496 | 0.11374 | 0.54072 | 0.1799 | 2.4075 | 2.1871 | 0.081795 | 1.9809 | 0.43512 | 0.013362 | 0.51161 | 0.53799 | 0.12144 | 0.066801 | 10.7799 | 8.2409 | 8.05 | 0.44738 | 15.6377 | 2290.6914 | 0 | 0 | 0.88751 | 0.016941 | 0.61495 | 0.016491 | 0.42047 | 0.00091891 | 0 | 0 | 0 | 0 | 0.037664 | 0.0014333 | 0.058182 | 0.00030502 | 0 | 0 | 3.9691 | 0.23446 | 0.024067 | 0.01665 | 0.015268 | 0.00029041 | 0.015598 | 0.0011282 | 0.015265 | 0.00030502 | 0.01506 | 0.00024665 | 0.014874 | 5.8371e-05 | 0.84301
187 | 39344.7088 | 0.81174 | 0.77369 | 1.4391 | 1.6586 | 14.113 | 1.3121 | 1.5768 | 1.2715 | 0.99851 | 0.04126 | 8.7113 | 3.3771 | 0.31313 | 0.37701 | 0.13724 | 0.33451 | 0.076471 | 0.1265 | 0.42929 | 0.20444 | 2.1617 | 2.14 | 0.088616 | 1.9341 | 0.43446 | 0.013669 | 0.61737 | 0.47436 | 0.11622 | 0.069696 | 9.4156 | 8.6729 | 8.8483 | 0.58921 | 13.3569 | 1824.4456 | 0 | 0 | 0.68467 | 0.013743 | 0.5827 | 0.016491 | 0.38095 | 0.00091891 | 0 | 0 | 0 | 0 | 0.037416 | 0.0011426 | 0.055131 | 0.0002423 | 0 | 0 | 3.343 | 0.18269 | 0.021968 | 0.013517 | 0.01506 | 0.00022603 | 0.015559 | 0.00090033 | 0.015057 | 0.0002423 | 0.01506 | 0.00019594 | 0.014874 | 4.636e-05 | 0.61245
188 | 44452.2116 | 0.80215 | 0.72025 | 1.2524 | 1.7101 | 7.1643 | 3.0531 | 1.9505 | 1.7902 | 0.054236 | 0.039437 | 6.3946 | 1.7933 | 0.34745 | 0.29039 | 0.13824 | 0.37755 | 0.067474 | 0.13374 | 0.38573 | 0.16921 | 2.5036 | 1.7411 | 0.070383 | 1.9637 | 0.43045 | 0.013355 | 0.55404 | 0.50031 | 0.1201 | 0.070327 | 8.5337 | 9.079 | 8.4599 | 0.64092 | 14.3456 | 2022.9489 | 0 | 0 | 0.73178 | 0.014998 | 0.59343 | 0.016491 | 0.42402 | 0.00091891 | 0 | 0 | 0 | 0 | 0.037623 | 0.0012723 | 0.05657 | 0.00027066 | 0 | 0 | 3.6172 | 0.20493 | 0.02256 | 0.014747 | 0.015268 | 0.00025112 | 0.015558 | 0.0010016 | 0.015265 | 0.00027066 | 0.01506 | 0.00021888 | 0.014873 | 5.178e-05 | 0.48999
189 | 47585.4471 | 0.7729 | 0.87387 | 0.9839 | 1.1308 | 8.1411 | 3.5521 | 2.3956 | 0.91032 | 1.1128 | 0.075504 | 8.9246 | 0.97585 | 0.38389 | 0.2926 | 0.15305 | 0.39333 | 0.07391 | 0.11722 | 0.46332 | 0.16708 | 1.9429 | 1.9147 | 0.094279 | 1.7672 | 0.43184 | 0.014043 | 0.6868 | 0.45985 | 0.1352 | 0.062924 | 7.7897 | 6.1141 | 13.2391 | 0.46725 | 15.9786 | 2231.9217 | 0 | 0 | 0.91941 | 0.016529 | 0.68597 | 0.016491 | 0.46115 | 0.00091891 | 0 | 0 | 0 | 0 | 0.037622 | 0.0014046 | 0.057893 | 0.00029859 | 0 | 0 | 3.8923 | 0.22793 | 0.023876 | 0.016248 | 0.015268 | 0.00028199 | 0.015557 | 0.001106 | 0.015265 | 0.00029859 | 0.01506 | 0.00024146 | 0.014874 | 5.7136e-05 | 0.66612
190 | 48732.3278 | 0.8866 | 0.9154 | 1.3504 | 1.1843 | 9.1958 | 1.9237 | 3.031 | 1.65 | 0.11445 | 0.077712 | 9.7978 | 0.80705 | 0.33143 | 0.35709 | 0.13925 | 0.26572 | 0.086583 | 0.10771 | 0.47738 | 0.20304 | 2.1794 | 2.0745 | 0.089209 | 1.7257 | 0.4284 | 0.01463 | 0.61088 | 0.47714 | 0.12194 | 0.072079 | 5.7967 | 8.4884 | 14.6542 | 0.43634 | 16.4561 | 2341.1858 | 0 | 0 | 0.83607 | 0.017043 | 0.72568 | 0.019491 | 0.52344 | 0.00091891 | 0 | 0 | 0 | 0 | 0.037663 | 0.0014534 | 0.058595 | 0.00030936 | 0 | 0 | 4.0055 | 0.23758 | 0.024114 | 0.01675 | 0.015268 | 0.00029242 | 0.015598 | 0.0011441 | 0.015265 | 0.00030936 | 0.015268 | 0.00025016 | 0.014874 | 5.9208e-05 | 0.88187
191 | 51746.5663 | 0.96284 | 0.79423 | 1.1273 | 1.7647 | 11.4389 | 3.0234 | 1.7165 | 0.47098 | 0.50309 | 0.044603 | 8.7316 | 3.3932 | 0.27591 | 0.37433 | 0.16498 | 0.29305 | 0.075288 | 0.1528 | 0.45799 | 0.18594 | 2.2833 | 2.678 | 0.08173 | 1.6071 | 0.43016 | 0.012421 | 0.46019 | 0.5214 | 0.12376 | 0.070726 | 9.5939 | 9.393 | 8.3294 | 0.64891 | 15.8088 | 2360.7836 | 0 | 0 | 0.85477 | 0.01738 | 0.63452 | 0.019491 | 0.42969 | 0.00091891 | 0 | 0 | 0 | 0 | 0.037663 | 0.0014926 | 0.059029 | 0.00031852 | 0 | 0 | 4.0254 | 0.23929 | 0.02427 | 0.01708 | 0.015268 | 0.00029935 | 0.015598 | 0.0011741 | 0.015265 | 0.00031852 | 0.015268 | 0.00025759 | 0.014874 | 6.0936e-05 | 0.82485
192 | 46128.4067 | 0.91498 | 0.81871 | 1.5137 | 1.64 | 8.1715 | 4.1131 | 1.3548 | 1.035 | 0.9431 | 0.028285 | 7.1706 | 3.2808 | 0.14786 | 0.28507 | 0.16189 | 0.29669 | 0.087363 | 0.13161 | 0.43803 | 0.17644 | 2.0919 | 2.6419 | 0.095372 | 1.8043 | 0.45994 | 0.011861 | 0.50882 | 0.43182 | 0.11498 | 0.07267 | 6.3727 | 9.1218 | 12.5222 | 0.57473 | 15.3898 | 2146.1019 | 0 | 0 | 0.7365 | 0.015876 | 0.66203 | 0.016491 | 0.51548 | 0.00091891 | 0 | 0 | 0 | 0 | 0.037622 | 0.0013457 | 0.057315 | 0.00028626 | 0 | 0 | 3.781 | 0.21855 | 0.023572 | 0.015607 | 0.015268 | 0.00026879 | 0.015557 | 0.0010595 | 0.015265 | 0.00028626 | 0.01506 | 0.00023149 | 0.014874 | 5.4771e-05 | 0.58103
193 | 47553.8741 | 0.783 | 0.97195 | 1.0521 | 1.825 | 9.5252 | 2.2541 | 0.58859 | 1.3881 | 0.10431 | 0.022852 | 6.0595 | 2.6836 | 0.17364 | 0.27729 | 0.15801 | 0.37101 | 0.074794 | 0.12042 | 0.47034 | 0.17614 | 2.1148 | 2.7578 | 0.090725 | 1.9024 | 0.42545 | 0.01127 | 0.56229 | 0.46138 | 0.13321 | 0.0706 | 6.705 | 6.6353 | 15.0221 | 0.44966 | 16.5443 | 2291.987 | 0 | 0 | 0.94834 | 0.016938 | 0.71854 | 0.016491 | 0.50535 | 0.00091891 | 0 | 0 | 0 | 0 | 0.037664 | 0.0014286 | 0.058126 | 0.00030387 | 0 | 0 | 3.9712 | 0.23464 | 0.024066 | 0.016648 | 0.015268 | 0.00029036 | 0.015598 | 0.0011247 | 0.015265 | 0.00030387 | 0.01506 | 0.00024572 | 0.014874 | 5.8149e-05 | 0.7197
194 | 47474.3535 | 0.86077 | 0.74807 | 0.95616 | 1.6524 | 12.1535 | 3.3533 | 1.4578 | 0.88511 | 0.91021 | 0.061711 | 6.0987 | 0.55992 | 0.43941 | 0.29979 | 0.14017 | 0.34948 | 0.078062 | 0.13369 | 0.43529 | 0.16751 | 2.3072 | 2.0827 | 0.095167 | 1.9281 | 0.38603 | 0.011068 | 0.53542 | 0.55189 | 0.11349 | 0.066687 | 9.9583 | 9.6116 | 13.9554 | 0.61889 | 15.3299 | 2149.3593 | 0 | 0 | 0.85447 | 0.015966 | 0.68694 | 0.016491 | 0.40276 | 0.00091891 | 0 | 0 | 0 | 0 | 0.037622 | 0.0013628 | 0.057516 | 0.00029027 | 0 | 0 | 3.7833 | 0.21874 | 0.023614 | 0.015696 | 0.015268 | 0.00027061 | 0.015557 | 0.0010725 | 0.015265 | 0.00029027 | 0.01506 | 0.00023474 | 0.014873 | 5.5535e-05 | 0.56458
195 | 53817.3979 | 0.89882 | 0.92843 | 1.298 | 1.1803 | 11.443 | 0.92107 | 2.8574 | 0.97416 | 0.63397 | 0.054126 | 8.7749 | 3.9472 | 0.19493 | 0.32368 | 0.14811 | 0.31867 | 0.089831 | 0.13354 | 0.49285 | 0.2059 | 2.2726 | 2.3268 | 0.10057 | 2.0243 | 0.47989 | 0.011436 | 0.56449 | 0.55085 | 0.13452 | 0.085655 | 10.985 | 9.4575 | 10.9358 | 0.49941 | 16.9089 | 2538.0606 | 0 | 0 | 0.8926 | 0.0186 | 0.69098 | 0.019491 | 0.48979 | 0.00091891 | 0 | 0 | 0 | 0 | 0.037662 | 0.0015996 | 0.060019 | 0.00034113 | 0 | 0 | 4.2521 | 0.25897 | 0.02483 | 0.018276 | 0.015268 | 0.0003243 | 0.015597 | 0.0012584 | 0.015265 | 0.00034113 | 0.015268 | 0.00027585 | 0.014874 | 6.5279e-05 | 0.89803
196 | 54041.8767 | 0.85558 | 0.7284 | 1.491 | 1.7897 | 10.7164 | 0.94274 | 2.9841 | 0.53656 | 1.0491 | 0.026215 | 8.6436 | 2.7721 | 0.19109 | 0.27406 | 0.13497 | 0.37844 | 0.084836 | 0.14405 | 0.38615 | 0.22472 | 2.0702 | 2.5323 | 0.089566 | 2.0767 | 0.44852 | 0.012054 | 0.51313 | 0.42432 | 0.14208 | 0.07491 | 13.7713 | 9.5902 | 8.1913 | 0.64259 | 16.0321 | 2431.6079 | 0 | 0 | 0.74383 | 0.017713 | 0.63651 | 0.019491 | 0.49395 | 0.00091891 | 0 | 0 | 0 | 0 | 0.037663 | 0.0015386 | 0.059517 | 0.00032919 | 0 | 0 | 4.12 | 0.24745 | 0.024423 | 0.017407 | 0.015268 | 0.00030616 | 0.015597 | 0.0012094 | 0.015265 | 0.00032919 | 0.015268 | 0.00026621 | 0.014873 | 6.2976e-05 | 0.56953
197 | 40147.779 | 0.84522 | 0.9852 | 1.31 | 1.3518 | 9.8935 | 2.4583 | 2.1226 | 1.8596 | 0.35408 | 0.061694 | 8.567 | 1.8868 | 0.36028 | 0.32962 | 0.13648 | 0.31508 | 0.072731 | 0.1388 | 0.44765 | 0.20066 | 2.5327 | 2.4811 | 0.087473 | 1.9682 | 0.5165 | 0.013656 | 0.50211 | 0.44623 | 0.11397 | 0.062278 | 8.9691 | 8.9548 | 10.5981 | 0.52926 | 14.3899 | 1969.7441 | 0 | 0 | 0.81223 | 0.014746 | 0.62053 | 0.016491 | 0.404 | 0.00091891 | 0 | 0 | 0 | 0 | 0.037624 | 0.0012196 | 0.055905 | 0.0002579 | 0 | 0 | 3.543 | 0.19885 | 0.022441 | 0.0145 | 0.01506 | 0.00024604 | 0.015558 | 0.00096168 | 0.015265 | 0.0002579 | 0.01506 | 0.00020854 | 0.014874 | 4.9358e-05 | 0.73474
198 | 55093.3868 | 0.95379 | 0.98347 | 1.2856 | 1.1958 | 10.1876 | 2.5382 | 2.0072 | 0.91558 | 0.78277 | 0.037928 | 7.5014 | 0.5075 | 0.14181 | 0.36646 | 0.10573 | 0.38077 | 0.073305 | 0.11564 | 0.46347 | 0.15791 | 2.3795 | 2.172 | 0.094105 | 1.9598 | 0.49204 | 0.013082 | 0.62423 | 0.52605 | 0.1077 | 0.066033 | 6.4342 | 6.7192 | 10.578 | 0.44342 | 18.4326 | 2654.8645 | 0 | 0 | 0.93521 | 0.019238 | 0.69375 | 0.019491 | 0.75168 | 0.00091891 | 0 | 0 | 0 | 0 | 0.037662 | 0.0016548 | 0.060528 | 0.00035305 | 0 | 0 | 4.4032 | 0.27231 | 0.025756 | 0.0189 | 0.015268 | 0.00033742 | 0.015597 | 0.0013018 | 0.015265 | 0.00035305 | 0.015268 | 0.00028548 | 0.014874 | 6.7562e-05 | 1.1183
199 | 41929.3837 | 0.95023 | 0.81641 | 1.0662 | 1.8351 | 16.776 | 3.5817 | 2.5651 | 0.94476 | 1.0259 | 0.043133 | 7.2605 | 1.845 | 0.37079 | 0.37814 | 0.11211 | 0.27003 | 0.083744 | 0.13291 | 0.48982 | 0.18849 | 1.9147 | 1.9056 | 0.082517 | 1.6435 | 0.46696 | 0.012979 | 0.60947 | 0.54335 | 0.1238 | 0.065357 | 9.2775 | 8.3157 | 15.9497 | 0.57016 | 14.5773 | 1956.7921 | 0 | 0 | 0.81242 | 0.014652 | 0.68769 | 0.016491 | 0.39426 | 0.00091891 | 0 | 0 | 0 | 0 | 0.037624 | 0.0012313 | 0.056109 | 0.00026157 | 0 | 0 | 3.5249 | 0.19737 | 0.022397 | 0.014408 | 0.01506 | 0.00024418 | 0.015558 | 0.0009697 | 0.015265 | 0.00026157 | 0.01506 | 0.00021151 | 0.014874 | 5.0061e-05 | 0.69858
200 | 49849.0308 | 0.88681 | 0.86328 | 1.3297 | 1.6096 | 11.4542 | 1.2277 | 1.9305 | 0.47451 | 0.87905 | 0.072223 | 7.8284 | 3.9232 | 0.1303 | 0.30349 | 0.1469 | 0.36633 | 0.077487 | 0.15388 | 0.50951 | 0.17951 | 2.2385 | 2.3589 | 0.082299 | 1.6818 | 0.34758 | 0.012446 | 0.58082 | 0.42687 | 0.10936 | 0.057538 | 9.2677 | 9.9307 | 10.2735 | 0.61117 | 16.3026 | 2346.8674 | 0 | 0 | 0.82283 | 0.017147 | 0.66011 | 0.019491 | 0.55537 | 0.00091891 | 0 | 0 | 0 | 0 | 0.037663 | 0.0014626 | 0.058704 | 0.00031159 | 0 | 0 | 4.0112 | 0.23807 | 0.024162 | 0.016852 | 0.015268 | 0.00029459 | 0.015598 | 0.001151 | 0.015265 | 0.00031159 | 0.015268 | 0.00025197 | 0.014874 | 5.9617e-05 | 0.71285
201 | 44311.4132 | 0.98353 | 0.77695 | 1.4825 | 1.6748 | 9.3737 | 4.2689 | 3.8952 | 1.99 | 0.43131 | 0.053195 | 9.2199 | 0.61706 | 0.15584 | 0.3564 | 0.14975 | 0.31498 | 0.069356 | 0.12324 | 0.49961 | 0.17408 | 2.2576 | 2.2317 | 0.095816 | 2.043 | 0.53336 | 0.011693 | 0.53896 | 0.40387 | 0.11056 | 0.070268 | 12.5223 | 6.671 | 14.3271 | 0.57999 | 15.2494 | 2034.5526 | 0 | 0 | 0.71156 | 0.015185 | 0.673 | 0.016491 | 0.57494 | 0.00091891 | 0 | 0 | 0 | 0 | 0.037623 | 0.0012833 | 0.056668 | 0.00027276 | 0 | 0 | 3.6301 | 0.206 | 0.023249 | 0.01493 | 0.015268 | 0.00025487 | 0.015558 | 0.0010105 | 0.015265 | 0.00027276 | 0.01506 | 0.00022058 | 0.014874 | 5.2187e-05 | 0.65531
202 | 44253.9704 | 0.94957 | 0.94386 | 0.99005 | 1.7853 | 8.5481 | 3.7248 | 2.1509 | 0.83278 | 1.1763 | 0.030599 | 6.1621 | 0.66988 | 0.29657 | 0.27306 | 0.12744 | 0.32256 | 0.093705 | 0.12908 | 0.5221 | 0.19915 | 2.0738 | 2.4134 | 0.087262 | 1.7521 | 0.45482 | 0.013224 | 0.47441 | 0.57337 | 0.096039 | 0.074878 | 6.6865 | 9.8725 | 13.8986 | 0.52409 | 15.8894 | 2128.9085 | 0 | 0 | 0.92807 | 0.015831 | 0.6839 | 0.016491 | 0.51717 | 0.00091891 | 0 | 0 | 0 | 0 | 0.037623 | 0.0013276 | 0.057094 | 0.00028195 | 0 | 0 | 3.7567 | 0.21651 | 0.023552 | 0.015564 | 0.015268 | 0.00026792 | 0.015557 | 0.0010456 | 0.015265 | 0.00028195 | 0.01506 | 0.00022799 | 0.014874 | 5.3959e-05 | 0.63595
203 | 43008.1421 | 0.96356 | 0.82995 | 1.0945 | 1.8562 | 10.1144 | 3.5349 | 2.7782 | 1.4567 | 0.53485 | 0.030664 | 9.7087 | 3.4751 | 0.30826 | 0.28405 | 0.14032 | 0.35177 | 0.070803 | 0.1458 | 0.49083 | 0.20212 | 1.8022 | 2.1222 | 0.092507 | 1.9351 | 0.44371 | 0.012372 | 0.6492 | 0.47932 | 0.10712 | 0.078864 | 12.2795 | 8.891 | 10.7452 | 0.61853 | 14.5342 | 2009.9072 | 0 | 0 | 0.81966 | 0.015017 | 0.62616 | 0.016491 | 0.39744 | 0.00091891 | 0 | 0 | 0 | 0 | 0.037623 | 0.0012616 | 0.056426 | 0.00026799 | 0 | 0 | 3.597 | 0.20327 | 0.022569 | 0.014766 | 0.015268 | 0.00025152 | 0.015558 | 0.00099361 | 0.015265 | 0.00026799 | 0.01506 | 0.00021671 | 0.014874 | 5.1282e-05 | 0.54885
204 | 48402.6618 | 0.8611 | 0.85094 | 1.1576 | 1.4638 | 13.784 | 2.7029 | 1.4881 | 0.49101 | 1.1451 | 0.054557 | 7.9314 | 1.427 | 0.15675 | 0.34719 | 0.12914 | 0.3328 | 0.066364 | 0.13769 | 0.45576 | 0.22191 | 2.3204 | 2.3671 | 0.091359 | 1.9823 | 0.39958 | 0.010195 | 0.60893 | 0.4657 | 0.11694 | 0.07114 | 11.7163 | 8.01 | 9.6392 | 0.56255 | 16.0066 | 2253.2937 | 0 | 0 | 0.85333 | 0.016674 | 0.6341 | 0.016491 | 0.5434 | 0.00091891 | 0 | 0 | 0 | 0 | 0.037622 | 0.0014203 | 0.05807 | 0.00030234 | 0 | 0 | 3.9203 | 0.2303 | 0.023943 | 0.016389 | 0.015268 | 0.00028494 | 0.015556 | 0.0011179 | 0.015265 | 0.00030234 | 0.01506 | 0.00024449 | 0.014874 | 5.7852e-05 | 0.77817
205 | 45564.4977 | 0.89766 | 0.96821 | 1.0933 | 1.6628 | 13.9982 | 2.3814 | 0.6826 | 1.0533 | 0.55565 | 0.023769 | 9.2119 | 2.5559 | 0.42084 | 0.3989 | 0.14512 | 0.3494 | 0.090594 | 0.10633 | 0.46526 | 0.18744 | 2.302 | 2.236 | 0.10044 | 1.6801 | 0.41715 | 0.013871 | 0.6684 | 0.48825 | 0.12156 | 0.065068 | 6.9401 | 7.9565 | 14.9723 | 0.41502 | 15.7466 | 2212.2753 | 0 | 0 | 0.91442 | 0.016322 | 0.70669 | 0.016491 | 0.39961 | 0.00091891 | 0 | 0 | 0 | 0 | 0.037622 | 0.0013722 | 0.057547 | 0.00029152 | 0 | 0 | 3.8689 | 0.22595 | 0.02378 | 0.016044 | 0.015268 | 0.00027783 | 0.015557 | 0.0010807 | 0.015265 | 0.00029152 | 0.01506 | 0.00023573 | 0.014874 | 5.579e-05 | 0.98739
206 | 41459.1073 | 0.93664 | 0.74287 | 0.93898 | 1.8607 | 9.4656 | 3.5428 | 1.8034 | 1.688 | 0.49432 | 0.024542 | 9.5432 | 1.4227 | 0.11157 | 0.31923 | 0.12504 | 0.29065 | 0.088286 | 0.15665 | 0.44692 | 0.21735 | 2.3306 | 2.5444 | 0.098005 | 2.2907 | 0.3661 | 0.01112 | 0.66913 | 0.47906 | 0.11722 | 0.069178 | 10.2841 | 9.8275 | 11.4021 | 0.7145 | 14.8658 | 1912.0065 | 0 | 0 | 0.81011 | 0.014238 | 0.62298 | 0.016491 | 0.56746 | 0.00091891 | 0 | 0 | 0 | 0 | 0.037624 | 0.0011957 | 0.05573 | 0.0002539 | 0 | 0 | 3.4666 | 0.19263 | 0.022202 | 0.014002 | 0.01506 | 0.0002359 | 0.015559 | 0.00094177 | 0.015265 | 0.0002539 | 0.01506 | 0.00020532 | 0.014873 | 4.8579e-05 | 0.52089
207 | 42803.08 | 0.88238 | 0.8748 | 1.2362 | 1.4074 | 12.6373 | 2.0449 | 1.9188 | 1.8498 | 0.29857 | 0.0214 | 6.8239 | 1.8846 | 0.24944 | 0.36826 | 0.14675 | 0.34898 | 0.086671 | 0.12968 | 0.4089 | 0.21093 | 2.1104 | 1.8145 | 0.083412 | 1.7567 | 0.35673 | 0.013804 | 0.57256 | 0.45925 | 0.11991 | 0.076656 | 12.2082 | 6.6217 | 15.1922 | 0.5285 | 15.0364 | 2038.8511 | 0 | 0 | 0.80097 | 0.015129 | 0.68702 | 0.016491 | 0.44846 | 0.00091891 | 0 | 0 | 0 | 0 | 0.037623 | 0.0012673 | 0.056456 | 0.00026871 | 0 | 0 | 3.6385 | 0.20669 | 0.022621 | 0.014875 | 0.015268 | 0.00025373 | 0.015558 | 0.00099855 | 0.015265 | 0.00026871 | 0.01506 | 0.00021729 | 0.014874 | 5.1418e-05 | 0.75501
208 | 44523.0462 | 0.92495 | 0.96551 | 1.0596 | 1.8457 | 13.1368 | 3.047 | 1.3335 | 0.57995 | 0.151 | 0.034344 | 6.105 | 2.4707 | 0.1547 | 0.28807 | 0.16702 | 0.3715 | 0.088561 | 0.11981 | 0.37375 | 0.20122 | 2.3905 | 2.4308 | 0.072157 | 1.8645 | 0.41923 | 0.013276 | 0.4973 | 0.55301 | 0.12678 | 0.075304 | 12.1146 | 6.2431 | 11.0412 | 0.46314 | 15.7485 | 2153.2547 | 0 | 0 | 0.91596 | 0.015997 | 0.64342 | 0.016491 | 0.51025 | 0.00091891 | 0 | 0 | 0 | 0 | 0.037623 | 0.0013416 | 0.057238 | 0.00028502 | 0 | 0 | 3.789 | 0.21922 | 0.023629 | 0.015725 | 0.015268 | 0.00027127 | 0.015557 | 0.0010566 | 0.015265 | 0.00028502 | 0.01506 | 0.00023047 | 0.014874 | 5.4549e-05 | 0.69439
209 | 44270.8622 | 0.91291 | 0.8596 | 0.99385 | 1.4723 | 10.4771 | 2.7279 | 2.4772 | 1.0941 | 0.2578 | 0.056553 | 9.6245 | 2.0846 | 0.25083 | 0.37561 | 0.1306 | 0.35618 | 0.071433 | 0.12774 | 0.40617 | 0.15674 | 2.4503 | 2.0664 | 0.090376 | 2.059 | 0.44097 | 0.012822 | 0.61231 | 0.58548 | 0.10126 | 0.074376 | 9.9197 | 9.5752 | 12.861 | 0.54833 | 15.2007 | 2080.7954 | 0 | 0 | 0.88006 | 0.015503 | 0.66053 | 0.016491 | 0.43596 | 0.00091891 | 0 | 0 | 0 | 0 | 0.037623 | 0.0013035 | 0.056847 | 0.00027665 | 0 | 0 | 3.6924 | 0.21115 | 0.023398 | 0.015242 | 0.015268 | 0.00026127 | 0.015557 | 0.0010269 | 0.015265 | 0.00027665 | 0.01506 | 0.00022371 | 0.014874 | 5.2933e-05 | 0.77943
210 | 42758.193 | 0.75291 | 0.93111 | 1.2832 | 1.8585 | 15.6442 | 4.7012 | 3.3724 | 1.5343 | 0.44448 | 0.051532 | 9.0852 | 1.0626 | 0.38818 | 0.40419 | 0.14646 | 0.37059 | 0.076822 | 0.14546 | 0.46084 | 0.22232 | 2.1652 | 2.2109 | 0.096745 | 1.7753 | 0.38542 | 0.010001 | 0.63001 | 0.47298 | 0.13735 | 0.073487 | 12.8444 | 6.4231 | 12.8101 | 0.53366 | 15.0854 | 2076.579 | 0 | 0 | 0.81609 | 0.01533 | 0.65623 | 0.016491 | 0.45097 | 0.00091891 | 0 | 0 | 0 | 0 | 0.037623 | 0.0012808 | 0.056604 | 0.00027184 | 0 | 0 | 3.6908 | 0.21102 | 0.023317 | 0.015072 | 0.015268 | 0.00025781 | 0.015558 | 0.001009 | 0.015265 | 0.00027184 | 0.01506 | 0.00021982 | 0.014874 | 5.2024e-05 | 0.89428
211 | 45124.9935 | 0.86186 | 0.99083 | 1.3641 | 1.8162 | 14.0557 | 1.9214 | 2.3168 | 1.5183 | 0.83229 | 0.060777 | 7.4904 | 3.325 | 0.25366 | 0.31331 | 0.15881 | 0.2943 | 0.094446 | 0.14034 | 0.51659 | 0.19136 | 2.3409 | 2.3679 | 0.080598 | 2.0105 | 0.37495 | 0.010535 | 0.58828 | 0.49306 | 0.11448 | 0.080327 | 10.7104 | 6.3058 | 10.4145 | 0.5116 | 15.3535 | 2188.773 | 0 | 0 | 0.84198 | 0.016282 | 0.63906 | 0.016491 | 0.43328 | 0.00091891 | 0 | 0 | 0 | 0 | 0.037622 | 0.0013645 | 0.057464 | 0.00028981 | 0 | 0 | 3.8349 | 0.22308 | 0.023761 | 0.016005 | 0.015268 | 0.00027705 | 0.015557 | 0.0010747 | 0.015265 | 0.00028981 | 0.01506 | 0.00023435 | 0.014874 | 5.5463e-05 | 0.79052
212 | 37997.5369 | 0.8991 | 0.79763 | 1.2217 | 1.832 | 13.1442 | 3.927 | 3.1511 | 1.2489 | 1.1537 | 0.066019 | 6.8673 | 1.4725 | 0.17612 | 0.39128 | 0.12553 | 0.36062 | 0.077213 | 0.15072 | 0.51546 | 0.1818 | 2.0962 | 1.9346 | 0.092824 | 2.1515 | 0.4617 | 0.014472 | 0.51205 | 0.47031 | 0.12371 | 0.06625 | 10.9053 | 6.4176 | 15.5484 | 0.66223 | 13.9438 | 1787.3956 | 0 | 0 | 0.73063 | 0.01344 | 0.65534 | 0.016491 | 0.45724 | 0.00091891 | 0 | 0 | 0 | 0 | 0.037416 | 0.0011094 | 0.05476 | 0.00023527 | 0 | 0 | 3.2928 | 0.1787 | 0.021825 | 0.01322 | 0.01506 | 0.00022004 | 0.015559 | 0.00087414 | 0.015057 | 0.00023527 | 0.01506 | 0.00019025 | 0.014874 | 4.5018e-05 | 0.63671
213 | 53760.42 | 0.88828 | 0.9577 | 1.3608 | 1.5891 | 14.5767 | 3.0843 | 2.323 | 1.2623 | 1.091 | 0.0579 | 7.5412 | 1.9625 | 0.35889 | 0.2842 | 0.15635 | 0.35375 | 0.076384 | 0.14975 | 0.42962 | 0.19016 | 2.633 | 2.4171 | 0.084157 | 1.8164 | 0.38965 | 0.01527 | 0.63227 | 0.42396 | 0.14054 | 0.063932 | 9.3022 | 7.8093 | 11.2931 | 0.52482 | 16.8763 | 2573.7944 | 0 | 0 | 0.89007 | 0.018719 | 0.70227 | 0.019491 | 0.44282 | 0.00091891 | 0 | 0 | 0 | 0 | 0.037662 | 0.0016063 | 0.060089 | 0.00034284 | 0 | 0 | 4.3006 | 0.26323 | 0.024884 | 0.018392 | 0.015268 | 0.00032679 | 0.015597 | 0.0012634 | 0.015265 | 0.00034284 | 0.015268 | 0.00027723 | 0.014874 | 6.5608e-05 | 0.81871
214 | 41855.2728 | 0.97385 | 0.776 | 1.4445 | 1.4256 | 10.6228 | 1.4873 | 3.8903 | 1.3206 | 0.10674 | 0.043995 | 7.2312 | 3.6961 | 0.37775 | 0.33305 | 0.12977 | 0.34983 | 0.078178 | 0.10996 | 0.43167 | 0.21401 | 2.2573 | 1.9243 | 0.0929 | 1.5988 | 0.43554 | 0.011071 | 0.55879 | 0.46745 | 0.12828 | 0.064452 | 8.855 | 8.8315 | 14.9309 | 0.50762 | 14.0749 | 1933.5788 | 0 | 0 | 0.70153 | 0.014479 | 0.66819 | 0.016491 | 0.37416 | 0.00091891 | 0 | 0 | 0 | 0 | 0.037624 | 0.0012157 | 0.055926 | 0.00025784 | 0 | 0 | 3.4936 | 0.19482 | 0.022316 | 0.014238 | 0.01506 | 0.00024069 | 0.015558 | 0.00095782 | 0.015265 | 0.00025784 | 0.01506 | 0.00020851 | 0.014874 | 4.9334e-05 | 0.57763
215 | 52956.3773 | 0.99149 | 0.9996 | 1.2526 | 1.8226 | 10.2691 | 4.3195 | 3.4232 | 1.4745 | 0.96365 | 0.027681 | 7.1422 | 2.7249 | 0.16833 | 0.3683 | 0.11124 | 0.34412 | 0.088744 | 0.13713 | 0.44173 | 0.1953 | 2.0716 | 2.062 | 0.10158 | 2.1811 | 0.39496 | 0.014232 | 0.58338 | 0.44441 | 0.13278 | 0.065168 | 10.9413 | 8.0488 | 10.1658 | 0.47896 | 17.3077 | 2574.027 | 0 | 0 | 0.93753 | 0.018676 | 0.67936 | 0.019491 | 0.54385 | 0.00091891 | 0 | 0 | 0 | 0 | 0.037662 | 0.0015961 | 0.059987 | 0.00034063 | 0 | 0 | 4.3022 | 0.26337 | 0.024865 | 0.01835 | 0.015268 | 0.00032594 | 0.015597 | 0.0012555 | 0.015265 | 0.00034063 | 0.015268 | 0.00027545 | 0.014874 | 6.5189e-05 | 1.1027
216 | 48038.6981 | 0.87821 | 0.88931 | 1.5366 | 1.367 | 10.677 | 4.1474 | 2.3538 | 0.6079 | 0.43636 | 0.044327 | 7.8428 | 1.3325 | 0.3383 | 0.2744 | 0.14739 | 0.3609 | 0.084643 | 0.13178 | 0.5212 | 0.165 | 1.9039 | 2.4859 | 0.084054 | 2.0262 | 0.50217 | 0.014492 | 0.46406 | 0.51004 | 0.11046 | 0.075173 | 8.3707 | 8.7224 | 10.7016 | 0.54529 | 15.5329 | 2261.7345 | 0 | 0 | 0.77697 | 0.016732 | 0.65005 | 0.016491 | 0.44866 | 0.00091891 | 0 | 0 | 0 | 0 | 0.037664 | 0.0014213 | 0.058066 | 0.00030234 | 0 | 0 | 3.9314 | 0.23125 | 0.02397 | 0.016446 | 0.015268 | 0.00028612 | 0.015598 | 0.001119 | 0.015265 | 0.00030234 | 0.01506 | 0.00024449 | 0.014874 | 5.7855e-05 | 0.64432
217 | 43037.0153 | 0.77871 | 0.82497 | 1.3245 | 1.4377 | 11.4575 | 4.0072 | 1.5316 | 0.92758 | 0.13816 | 0.071189 | 6.263 | 3.1441 | 0.26471 | 0.36921 | 0.11944 | 0.27618 | 0.081841 | 0.11771 | 0.39254 | 0.19037 | 2.6836 | 1.9693 | 0.089096 | 1.8459 | 0.45014 | 0.011949 | 0.53527 | 0.54017 | 0.10136 | 0.079707 | 12.3076 | 7.3047 | 9.171 | 0.53709 | 14.4407 | 2027.1189 | 0 | 0 | 0.75722 | 0.015004 | 0.60185 | 0.016491 | 0.42001 | 0.00091891 | 0 | 0 | 0 | 0 | 0.037623 | 0.0012619 | 0.056417 | 0.0002678 | 0 | 0 | 3.6237 | 0.20547 | 0.022563 | 0.014753 | 0.015268 | 0.00025121 | 0.015558 | 0.00099406 | 0.015265 | 0.0002678 | 0.01506 | 0.00021656 | 0.014874 | 5.1244e-05 | 0.70865
218 | 39782.5465 | 0.78583 | 0.79739 | 1.3963 | 1.8509 | 8.8089 | 3.3913 | 0.87052 | 1.6826 | 0.93838 | 0.074096 | 6.2388 | 1.68 | 0.27495 | 0.32441 | 0.12833 | 0.34442 | 0.086301 | 0.14602 | 0.40274 | 0.24279 | 2.5301 | 2.4331 | 0.086337 | 1.7037 | 0.46984 | 0.012312 | 0.49793 | 0.56667 | 0.12944 | 0.067529 | 9.4356 | 9.1951 | 10.1867 | 0.63618 | 13.7323 | 1855.5732 | 0 | 0 | 0.70627 | 0.013957 | 0.60486 | 0.016491 | 0.41363 | 0.00091891 | 0 | 0 | 0 | 0 | 0.037416 | 0.0011619 | 0.055342 | 0.00024644 | 0 | 0 | 3.3862 | 0.18615 | 0.022069 | 0.013727 | 0.01506 | 0.00023031 | 0.015559 | 0.00091543 | 0.015057 | 0.00024644 | 0.01506 | 0.00019928 | 0.014874 | 4.7157e-05 | 0.55252
219 | 49540.6709 | 0.88027 | 0.97608 | 1.1563 | 1.4216 | 11.9335 | 1.8066 | 3.7821 | 0.97024 | 0.48945 | 0.049165 | 9.6868 | 3.6448 | 0.33046 | 0.30265 | 0.13569 | 0.34213 | 0.083265 | 0.12957 | 0.49929 | 0.20606 | 2.4214 | 2.1252 | 0.079673 | 2.3008 | 0.49389 | 0.013165 | 0.48 | 0.53709 | 0.094408 | 0.060476 | 9.1461 | 9.845 | 8.3422 | 0.50471 | 16.1265 | 2407.4597 | 0 | 0 | 0.92981 | 0.017546 | 0.63684 | 0.019491 | 0.42268 | 0.00091891 | 0 | 0 | 0 | 0 | 0.037663 | 0.0014905 | 0.058946 | 0.00031723 | 0 | 0 | 4.09 | 0.24485 | 0.024346 | 0.017243 | 0.015268 | 0.00030272 | 0.015598 | 0.0011733 | 0.015265 | 0.00031723 | 0.015268 | 0.00025652 | 0.014874 | 6.0708e-05 | 0.8228
220 | 43772.0669 | 0.93321 | 0.73707 | 1.3453 | 1.2886 | 13.7054 | 4.4319 | 3.7593 | 1.3619 | 0.20279 | 0.053962 | 8.5806 | 2.4139 | 0.25327 | 0.28042 | 0.14303 | 0.37922 | 0.09299 | 0.12709 | 0.4294 | 0.22667 | 1.7648 | 2.0383 | 0.087784 | 2.0219 | 0.41113 | 0.012771 | 0.5793 | 0.56909 | 0.11969 | 0.076381 | 14.6135 | 7.4722 | 12.7292 | 0.60281 | 14.3896 | 1989.3196 | 0 | 0 | 0.71551 | 0.014874 | 0.64809 | 0.016491 | 0.41924 | 0.00091891 | 0 | 0 | 0 | 0 | 0.037623 | 0.0012597 | 0.056417 | 0.00026759 | 0 | 0 | 3.5689 | 0.20096 | 0.022502 | 0.014626 | 0.015268 | 0.0002486 | 0.015558 | 0.00099214 | 0.015265 | 0.00026759 | 0.01506 | 0.00021639 | 0.014873 | 5.1197e-05 | 0.47865
221 | 45938.0325 | 0.86621 | 0.77103 | 1.2394 | 1.284 | 9.802 | 4.084 | 2.5541 | 1.1833 | 0.902 | 0.042396 | 9.7471 | 1.0505 | 0.42271 | 0.35314 | 0.11977 | 0.322 | 0.084944 | 0.13125 | 0.41788 | 0.21134 | 2.2135 | 2.0541 | 0.073863 | 1.9361 | 0.45632 | 0.014405 | 0.5646 | 0.44362 | 0.096319 | 0.084278 | 12.322 | 7.7721 | 8.5079 | 0.62102 | 14.7065 | 2099.5106 | 0 | 0 | 0.77132 | 0.015628 | 0.60127 | 0.016491 | 0.42261 | 0.00091891 | 0 | 0 | 0 | 0 | 0.037623 | 0.0013284 | 0.057138 | 0.00028244 | 0 | 0 | 3.717 | 0.2132 | 0.023456 | 0.015364 | 0.015268 | 0.00026375 | 0.015557 | 0.001046 | 0.015265 | 0.00028244 | 0.01506 | 0.0002284 | 0.014874 | 5.4038e-05 | 0.667
222 | 41670.7171 | 0.94714 | 0.92665 | 1.027 | 1.4845 | 10.7044 | 3.0578 | 2.7445 | 1.1602 | 0.37922 | 0.074548 | 9.8388 | 3.6497 | 0.21854 | 0.30509 | 0.17175 | 0.32577 | 0.075877 | 0.1278 | 0.3833 | 0.20602 | 1.8676 | 2.6039 | 0.09434 | 1.9105 | 0.40075 | 0.014145 | 0.58961 | 0.48555 | 0.12807 | 0.067686 | 6.4617 | 6.6461 | 11.5825 | 0.49992 | 14.8501 | 2005.3263 | 0 | 0 | 0.88142 | 0.014989 | 0.63553 | 0.016491 | 0.43315 | 0.00091891 | 0 | 0 | 0 | 0 | 0.037623 | 0.0012484 | 0.056241 | 0.00026448 | 0 | 0 | 3.5911 | 0.20278 | 0.022555 | 0.014738 | 0.015268 | 0.00025091 | 0.015558 | 0.00098395 | 0.015265 | 0.00026448 | 0.01506 | 0.00021387 | 0.014874 | 5.0613e-05 | 0.65387
223 | 48002.7662 | 0.8946 | 0.95289 | 1.204 | 1.3705 | 8.104 | 2.3128 | 3.8029 | 1.2189 | 1.0452 | 0.071271 | 6.8188 | 3.2915 | 0.32305 | 0.30602 | 0.13104 | 0.28334 | 0.084814 | 0.1387 | 0.52089 | 0.2224 | 2.5508 | 2.1632 | 0.081667 | 1.7559 | 0.43852 | 0.013314 | 0.67268 | 0.46093 | 0.11752 | 0.073945 | 9.557 | 8.6464 | 10.8467 | 0.51576 | 15.8743 | 2322.4978 | 0 | 0 | 0.89017 | 0.01699 | 0.66582 | 0.019491 | 0.42084 | 0.00091891 | 0 | 0 | 0 | 0 | 0.037664 | 0.0014405 | 0.058245 | 0.00030639 | 0 | 0 | 3.9796 | 0.23536 | 0.024089 | 0.016698 | 0.015268 | 0.00029137 | 0.015598 | 0.0011342 | 0.015265 | 0.00030639 | 0.01506 | 0.00024775 | 0.014874 | 5.8636e-05 | 0.78235
224 | 42449.8518 | 0.91 | 0.76549 | 1.5554 | 1.8631 | 9.6482 | 1.5423 | 3.7352 | 1.0156 | 0.18612 | 0.062206 | 7.5997 | 3.2052 | 0.11242 | 0.31352 | 0.10784 | 0.35306 | 0.085015 | 0.10076 | 0.44016 | 0.19204 | 2.0403 | 2.3443 | 0.073872 | 1.9155 | 0.41301 | 0.0097516 | 0.56766 | 0.40659 | 0.13656 | 0.07478 | 10.2093 | 6.4912 | 11.7983 | 0.47139 | 14.5856 | 1950.48 | 0 | 0 | 0.68105 | 0.014609 | 0.63238 | 0.016491 | 0.53639 | 0.00091891 | 0 | 0 | 0 | 0 | 0.037624 | 0.0012285 | 0.056083 | 0.00026095 | 0 | 0 | 3.5163 | 0.19667 | 0.022377 | 0.014366 | 0.01506 | 0.00024333 | 0.015558 | 0.00096751 | 0.015265 | 0.00026095 | 0.01506 | 0.00021102 | 0.014874 | 4.9928e-05 | 0.54262
225 | 38163.0188 | 0.85023 | 0.73428 | 1.2707 | 1.37 | 11.3898 | 3.4872 | 1.2266 | 1.6006 | 0.085729 | 0.073117 | 9.7175 | 2.278 | 0.17975 | 0.4017 | 0.15166 | 0.33298 | 0.078785 | 0.12076 | 0.38642 | 0.23732 | 2.0423 | 2.4607 | 0.071305 | 1.5682 | 0.42703 | 0.014366 | 0.52525 | 0.47284 | 0.12298 | 0.067926 | 8.6196 | 9.9415 | 15.1422 | 0.59648 | 13.7366 | 1774.3657 | 0 | 0 | 0.69148 | 0.013264 | 0.64861 | 0.016491 | 0.44555 | 0.00091891 | 0 | 0 | 0 | 0 | 0.037416 | 0.0010994 | 0.054653 | 0.00023312 | 0 | 0 | 3.2768 | 0.17743 | 0.021741 | 0.013047 | 0.01506 | 0.00021651 | 0.015559 | 0.00086631 | 0.015057 | 0.00023312 | 0.01506 | 0.00018852 | 0.014873 | 4.4601e-05 | 0.59509
226 | 43230.8644 | 0.84154 | 0.73926 | 1.1333 | 1.3261 | 12.1756 | 4.8504 | 0.61084 | 1.4044 | 0.75704 | 0.022776 | 8.6462 | 3.165 | 0.36208 | 0.27195 | 0.16556 | 0.3392 | 0.073159 | 0.12646 | 0.44388 | 0.19766 | 2.5626 | 2.1636 | 0.072334 | 2.1566 | 0.49681 | 0.012761 | 0.6343 | 0.52981 | 0.11845 | 0.070735 | 11.2062 | 9.9274 | 8.0135 | 0.60436 | 14.0485 | 1969.2831 | 0 | 0 | 0.76237 | 0.014731 | 0.58504 | 0.016491 | 0.38486 | 0.00091891 | 0 | 0 | 0 | 0 | 0.037623 | 0.0012436 | 0.056239 | 0.000264 | 0 | 0 | 3.5419 | 0.19876 | 0.022434 | 0.014485 | 0.01506 | 0.00024573 | 0.015558 | 0.00097964 | 0.015265 | 0.000264 | 0.01506 | 0.00021349 | 0.014873 | 5.0505e-05 | 0.45995
227 | 44514.6774 | 0.91606 | 0.97886 | 0.9675 | 1.5648 | 12.0928 | 4.1414 | 3.8438 | 1.2768 | 0.94091 | 0.049871 | 9.3151 | 3.8769 | 0.13866 | 0.33163 | 0.11363 | 0.35713 | 0.076594 | 0.1178 | 0.51165 | 0.19893 | 2.5348 | 2.233 | 0.097342 | 1.9326 | 0.40083 | 0.010122 | 0.65947 | 0.55036 | 0.10109 | 0.083657 | 14.1181 | 6.5398 | 14.1683 | 0.46139 | 16.1106 | 2160.573 | 0 | 0 | 0.95886 | 0.016048 | 0.69044 | 0.016491 | 0.52194 | 0.00091891 | 0 | 0 | 0 | 0 | 0.037623 | 0.0013428 | 0.057229 | 0.00028486 | 0 | 0 | 3.7988 | 0.22004 | 0.023652 | 0.015776 | 0.015268 | 0.00027227 | 0.015557 | 0.0010579 | 0.015265 | 0.00028486 | 0.01506 | 0.00023035 | 0.014874 | 5.4512e-05 | 0.81288
228 | 43848.6982 | 0.8477 | 0.72723 | 1.2227 | 1.605 | 16.7215 | 2.6898 | 0.87333 | 1.7129 | 0.36469 | 0.029958 | 8.9644 | 1.1499 | 0.21651 | 0.36561 | 0.15685 | 0.34271 | 0.088007 | 0.12838 | 0.45649 | 0.188 | 2.1293 | 2.352 | 0.1026 | 1.6029 | 0.42291 | 0.01409 | 0.56714 | 0.50478 | 0.11061 | 0.067723 | 10.1557 | 9.2108 | 15.1808 | 0.62718 | 14.7636 | 1986.7191 | 0 | 0 | 0.738 | 0.014857 | 0.68247 | 0.016491 | 0.46689 | 0.00091891 | 0 | 0 | 0 | 0 | 0.037623 | 0.0012575 | 0.056404 | 0.0002673 | 0 | 0 | 3.5654 | 0.20067 | 0.022494 | 0.014609 | 0.01506 | 0.00024827 | 0.015558 | 0.00099022 | 0.015265 | 0.0002673 | 0.01506 | 0.00021616 | 0.014873 | 5.1138e-05 | 0.61536
229 | 45490.8603 | 0.8308 | 0.90905 | 0.94503 | 1.2676 | 12.224 | 1.182 | 2.8941 | 1.9107 | 0.90227 | 0.022061 | 9.335 | 1.7251 | 0.15864 | 0.37672 | 0.12986 | 0.32216 | 0.080432 | 0.14284 | 0.47135 | 0.2071 | 2.3161 | 2.2383 | 0.085471 | 1.5915 | 0.42029 | 0.012602 | 0.52724 | 0.46836 | 0.12614 | 0.058447 | 12.8187 | 8.1756 | 10.5169 | 0.54913 | 15.8479 | 2162.7333 | 0 | 0 | 0.9376 | 0.016061 | 0.63781 | 0.016491 | 0.52022 | 0.00091891 | 0 | 0 | 0 | 0 | 0.037622 | 0.0013548 | 0.057372 | 0.00028766 | 0 | 0 | 3.8014 | 0.22026 | 0.023658 | 0.015788 | 0.015268 | 0.0002725 | 0.015557 | 0.0010671 | 0.015265 | 0.00028766 | 0.01506 | 0.00023261 | 0.014874 | 5.5049e-05 | 0.86069
230 | 44891.3068 | 0.76768 | 0.86692 | 1.3158 | 1.3537 | 13.3448 | 4.3725 | 2.7432 | 1.4404 | 0.10215 | 0.0356 | 8.7787 | 2.6847 | 0.31065 | 0.33288 | 0.14573 | 0.27498 | 0.070115 | 0.13371 | 0.40373 | 0.18887 | 2.4736 | 2.0071 | 0.10535 | 1.779 | 0.3453 | 0.015958 | 0.53994 | 0.43426 | 0.12312 | 0.071482 | 8.9852 | 6.2144 | 13.7096 | 0.54504 | 15.0822 | 2120.1134 | 0 | 0 | 0.79329 | 0.015713 | 0.67422 | 0.016491 | 0.41275 | 0.00091891 | 0 | 0 | 0 | 0 | 0.037623 | 0.0013259 | 0.057085 | 0.00028157 | 0 | 0 | 3.7463 | 0.21564 | 0.023496 | 0.015448 | 0.015268 | 0.00026549 | 0.015557 | 0.0010443 | 0.015265 | 0.00028157 | 0.01506 | 0.00022769 | 0.014874 | 5.3881e-05 | 0.70793
231 | 46271.0461 | 0.85818 | 0.83549 | 1.5199 | 1.2304 | 10.9783 | 2.6422 | 3.1905 | 1.2447 | 0.21214 | 0.038128 | 9.8232 | 3.3411 | 0.15304 | 0.29024 | 0.14656 | 0.34798 | 0.081901 | 0.14115 | 0.42086 | 0.20452 | 2.312 | 2.1685 | 0.09415 | 1.4629 | 0.49537 | 0.01482 | 0.50948 | 0.50324 | 0.13762 | 0.077029 | 10.1896 | 9.4133 | 14.8559 | 0.57809 | 15.5265 | 2154.2384 | 0 | 0 | 0.74398 | 0.015988 | 0.69931 | 0.016491 | 0.50232 | 0.00091891 | 0 | 0 | 0 | 0 | 0.037622 | 0.0013559 | 0.057404 | 0.00028814 | 0 | 0 | 3.7903 | 0.21933 | 0.023624 | 0.015717 | 0.015268 | 0.00027102 | 0.015557 | 0.0010677 | 0.015265 | 0.00028814 | 0.01506 | 0.00023301 | 0.014874 | 5.5134e-05 | 0.60819
232 | 45661.1537 | 0.95689 | 0.72887 | 1.2003 | 1.7235 | 14.0834 | 1.6743 | 2.861 | 1.5253 | 0.74139 | 0.02032 | 7.8682 | 1.5255 | 0.2753 | 0.30436 | 0.16231 | 0.3458 | 0.083902 | 0.13874 | 0.44113 | 0.20289 | 2.2638 | 2.3318 | 0.093319 | 1.605 | 0.36322 | 0.012249 | 0.60002 | 0.45441 | 0.12198 | 0.066627 | 11.379 | 9.0756 | 11.4423 | 0.64336 | 14.745 | 2062.254 | 0 | 0 | 0.75725 | 0.015374 | 0.64018 | 0.016491 | 0.43173 | 0.00091891 | 0 | 0 | 0 | 0 | 0.037623 | 0.0013001 | 0.056848 | 0.00027632 | 0 | 0 | 3.6673 | 0.20907 | 0.023338 | 0.015115 | 0.015268 | 0.00025867 | 0.015558 | 0.0010238 | 0.015265 | 0.00027632 | 0.01506 | 0.00022348 | 0.014873 | 5.2847e-05 | 0.53436
233 | 44203.9858 | 0.88948 | 0.8118 | 1.3439 | 1.3829 | 14.7728 | 1.8298 | 3.5741 | 0.52129 | 1.0691 | 0.040391 | 8.8274 | 2.8262 | 0.17746 | 0.39204 | 0.13127 | 0.36863 | 0.069082 | 0.13211 | 0.42739 | 0.20823 | 2.1811 | 2.3023 | 0.10135 | 1.8577 | 0.37735 | 0.014168 | 0.66686 | 0.46405 | 0.11054 | 0.065259 | 7.4368 | 8.0633 | 13.8687 | 0.57726 | 14.9725 | 2050.5256 | 0 | 0 | 0.75533 | 0.015295 | 0.66951 | 0.016491 | 0.46984 | 0.00091891 | 0 | 0 | 0 | 0 | 0.037623 | 0.0012902 | 0.056721 | 0.00027394 | 0 | 0 | 3.6516 | 0.20778 | 0.023301 | 0.015038 | 0.015268 | 0.00025707 | 0.015558 | 0.0010163 | 0.015265 | 0.00027394 | 0.01506 | 0.00022152 | 0.014874 | 5.2415e-05 | 0.75785
234 | 40686.8138 | 0.79479 | 0.75734 | 1.2437 | 1.5312 | 14.0754 | 4.769 | 1.6073 | 0.9685 | 1.1889 | 0.023702 | 8.9373 | 1.0057 | 0.33925 | 0.40071 | 0.11678 | 0.26953 | 0.082148 | 0.12072 | 0.50651 | 0.19878 | 2.2515 | 2.2913 | 0.078751 | 1.921 | 0.33598 | 0.010085 | 0.58958 | 0.55045 | 0.13069 | 0.079332 | 8.9157 | 6.1193 | 15.2785 | 0.55717 | 14.2198 | 1886.9278 | 0 | 0 | 0.7262 | 0.014071 | 0.66402 | 0.016491 | 0.43638 | 0.00091891 | 0 | 0 | 0 | 0 | 0.037624 | 0.0011773 | 0.055509 | 0.0002496 | 0 | 0 | 3.4321 | 0.18984 | 0.022123 | 0.013838 | 0.01506 | 0.00023255 | 0.015559 | 0.00092765 | 0.015265 | 0.0002496 | 0.01506 | 0.00020185 | 0.014873 | 4.7755e-05 | 0.65631
235 | 46994.7183 | 0.83746 | 0.75059 | 1.3658 | 1.7599 | 12.3424 | 3.3017 | 3.4501 | 0.42578 | 0.7609 | 0.055138 | 9.7739 | 2.3615 | 0.34689 | 0.28463 | 0.11616 | 0.30528 | 0.092639 | 0.13043 | 0.42809 | 0.21001 | 2.2188 | 2.2943 | 0.085136 | 1.8244 | 0.45907 | 0.011986 | 0.50315 | 0.56612 | 0.12154 | 0.071826 | 6.5625 | 9.314 | 14.6149 | 0.60441 | 15.0273 | 2130.5868 | 0 | 0 | 0.73903 | 0.015839 | 0.69336 | 0.016491 | 0.40559 | 0.00091891 | 0 | 0 | 0 | 0 | 0.037622 | 0.0013505 | 0.057392 | 0.00028768 | 0 | 0 | 3.7583 | 0.21665 | 0.023555 | 0.015571 | 0.015268 | 0.00026806 | 0.015557 | 0.0010628 | 0.015265 | 0.00028768 | 0.01506 | 0.00023264 | 0.014873 | 5.5038e-05 | 0.53281
236 | 44137.4427 | 0.91463 | 0.83242 | 0.9959 | 1.7971 | 11.7775 | 1.9691 | 2.1457 | 1.0985 | 0.50326 | 0.048347 | 6.5956 | 1.6558 | 0.41206 | 0.31336 | 0.12358 | 0.29047 | 0.080509 | 0.11285 | 0.53857 | 0.21444 | 2.3556 | 1.9827 | 0.088181 | 1.7143 | 0.49875 | 0.011442 | 0.59835 | 0.38071 | 0.12355 | 0.065506 | 10.2951 | 9.9368 | 8.0743 | 0.49364 | 14.6237 | 2047.6457 | 0 | 0 | 0.86302 | 0.015356 | 0.59302 | 0.016491 | 0.39757 | 0.00091891 | 0 | 0 | 0 | 0 | 0.037623 | 0.0012933 | 0.056762 | 0.00027482 | 0 | 0 | 3.6457 | 0.20728 | 0.023329 | 0.015098 | 0.015268 | 0.00025832 | 0.015558 | 0.0010185 | 0.015265 | 0.00027482 | 0.01506 | 0.00022224 | 0.014874 | 5.2587e-05 | 0.62352
237 | 46645.6161 | 0.97195 | 0.99466 | 0.95228 | 1.7947 | 12.7287 | 1.85 | 2.2003 | 1.692 | 0.84316 | 0.030074 | 8.6589 | 3.3482 | 0.21224 | 0.38396 | 0.13705 | 0.39637 | 0.079684 | 0.1368 | 0.41488 | 0.19638 | 2.6319 | 2.053 | 0.098816 | 1.5156 | 0.51948 | 0.01403 | 0.52832 | 0.38927 | 0.097316 | 0.0734 | 12.0396 | 8.5606 | 10.8618 | 0.51797 | 16.212 | 2278.4016 | 0 | 0 | 0.99394 | 0.016755 | 0.6526 | 0.016491 | 0.46979 | 0.00091891 | 0 | 0 | 0 | 0 | 0.037622 | 0.0014119 | 0.057957 | 0.0003003 | 0 | 0 | 3.9558 | 0.23333 | 0.023981 | 0.016468 | 0.015268 | 0.00028663 | 0.015557 | 0.0011116 | 0.015265 | 0.0003003 | 0.01506 | 0.00024283 | 0.014874 | 5.7474e-05 | 1.0065
238 | 44088.7067 | 0.86418 | 0.7458 | 1.1687 | 1.2282 | 9.5792 | 3.1343 | 0.93648 | 0.60143 | 0.90512 | 0.057716 | 7.6549 | 0.72285 | 0.25433 | 0.3154 | 0.13393 | 0.33784 | 0.086121 | 0.10926 | 0.46066 | 0.24649 | 1.9427 | 2.2623 | 0.084019 | 1.8608 | 0.40984 | 0.012092 | 0.60687 | 0.50142 | 0.1269 | 0.061698 | 9.994 | 6.0551 | 9.516 | 0.51868 | 14.6781 | 2007.1835 | 0 | 0 | 0.76276 | 0.014997 | 0.60991 | 0.016491 | 0.48634 | 0.00091891 | 0 | 0 | 0 | 0 | 0.037623 | 0.0012705 | 0.056528 | 0.00026985 | 0 | 0 | 3.5931 | 0.20295 | 0.022559 | 0.014746 | 0.015268 | 0.00025106 | 0.015558 | 0.0010006 | 0.015265 | 0.00026985 | 0.01506 | 0.00021822 | 0.014873 | 5.1628e-05 | 0.54975
239 | 39336.1191 | 0.77982 | 0.87421 | 1.3069 | 1.2867 | 13.5468 | 4.3427 | 3.6199 | 0.75962 | 1.1944 | 0.042196 | 7.7108 | 0.9791 | 0.35395 | 0.31154 | 0.13172 | 0.3017 | 0.075789 | 0.11749 | 0.37516 | 0.19756 | 2.5637 | 2.1269 | 0.092628 | 1.9671 | 0.47733 | 0.012382 | 0.48633 | 0.47545 | 0.12857 | 0.079456 | 11.9375 | 6.6905 | 15.029 | 0.50097 | 14.2047 | 1875.811 | 0 | 0 | 0.75649 | 0.0141 | 0.66184 | 0.016491 | 0.42742 | 0.00091891 | 0 | 0 | 0 | 0 | 0.037416 | 0.0011659 | 0.055337 | 0.00024651 | 0 | 0 | 3.4143 | 0.18841 | 0.022137 | 0.013867 | 0.01506 | 0.00023312 | 0.015559 | 0.00091937 | 0.015057 | 0.00024651 | 0.01506 | 0.00019934 | 0.014874 | 4.7168e-05 | 0.58638
240 | 44262.0626 | 0.77772 | 0.91308 | 1.2253 | 1.3214 | 7.3564 | 1.9446 | 3.4883 | 1.5107 | 0.97578 | 0.063651 | 6.3794 | 1.1268 | 0.15263 | 0.28057 | 0.14164 | 0.25774 | 0.086514 | 0.13398 | 0.55174 | 0.18425 | 2.6215 | 2.1731 | 0.07465 | 1.7275 | 0.49583 | 0.011994 | 0.57863 | 0.48671 | 0.11028 | 0.072136 | 10.598 | 8.0906 | 13.0974 | 0.53661 | 15.6946 | 2117.5092 | 0 | 0 | 0.83463 | 0.015713 | 0.66668 | 0.016491 | 0.55072 | 0.00091891 | 0 | 0 | 0 | 0 | 0.037623 | 0.0013224 | 0.057036 | 0.00028068 | 0 | 0 | 3.7424 | 0.21532 | 0.023496 | 0.015447 | 0.015268 | 0.00026548 | 0.015557 | 0.0010417 | 0.015265 | 0.00028068 | 0.01506 | 0.00022697 | 0.014874 | 5.3718e-05 | 0.6273
241 | 51697.1118 | 0.86674 | 0.94834 | 1.0558 | 1.7459 | 12.9093 | 2.7972 | 2.261 | 0.57347 | 1.135 | 0.02945 | 6.3495 | 3.225 | 0.26975 | 0.29909 | 0.13989 | 0.31195 | 0.079239 | 0.11839 | 0.44314 | 0.21079 | 2.1346 | 2.2076 | 0.10255 | 1.6587 | 0.42266 | 0.013245 | 0.54981 | 0.45693 | 0.12654 | 0.06571 | 10.3811 | 7.2343 | 11.1873 | 0.44997 | 16.7782 | 2483.4957 | 0 | 0 | 0.96794 | 0.018066 | 0.68642 | 0.019491 | 0.45474 | 0.00091891 | 0 | 0 | 0 | 0 | 0.037663 | 0.0015468 | 0.059529 | 0.00033012 | 0 | 0 | 4.187 | 0.25328 | 0.024585 | 0.017753 | 0.015268 | 0.0003134 | 0.015597 | 0.0012166 | 0.015265 | 0.00033012 | 0.015268 | 0.00026694 | 0.014874 | 6.3181e-05 | 0.81867
242 | 56322.9528 | 0.86052 | 0.97734 | 1.3894 | 1.8744 | 11.2017 | 2.1369 | 2.2553 | 1.5728 | 0.22454 | 0.029394 | 8.0171 | 1.1961 | 0.24516 | 0.32819 | 0.13955 | 0.37745 | 0.085633 | 0.13825 | 0.5248 | 0.21506 | 2.3612 | 2.4223 | 0.084815 | 1.906 | 0.42312 | 0.013454 | 0.59366 | 0.46284 | 0.10619 | 0.064028 | 9.5392 | 8.5522 | 11.109 | 0.50912 | 17.7722 | 2708.5068 | 0 | 0 | 0.91082 | 0.019574 | 0.7123 | 0.019491 | 0.54246 | 0.00091891 | 0 | 0 | 0 | 0 | 0.037662 | 0.0016855 | 0.060843 | 0.00036038 | 0 | 0 | 4.4708 | 0.27833 | 0.025909 | 0.01923 | 0.015268 | 0.00034445 | 0.015596 | 0.0013251 | 0.015265 | 0.00036038 | 0.015268 | 0.00029142 | 0.014874 | 6.8964e-05 | 1.016
243 | 45409.5174 | 0.82015 | 0.81796 | 1.2416 | 1.3683 | 12.0223 | 1.6326 | 1.7996 | 1.5047 | 0.845 | 0.037661 | 6.1228 | 0.8453 | 0.34489 | 0.29386 | 0.12788 | 0.33181 | 0.088461 | 0.11498 | 0.50501 | 0.18461 | 1.9378 | 2.2662 | 0.090699 | 2.2017 | 0.3571 | 0.011112 | 0.68215 | 0.46995 | 0.10203 | 0.072386 | 10.2014 | 8.4472 | 10.9146 | 0.51765 | 14.9456 | 2090.0082 | 0 | 0 | 0.79113 | 0.015669 | 0.63755 | 0.016491 | 0.44346 | 0.00091891 | 0 | 0 | 0 | 0 | 0.037623 | 0.0013286 | 0.057132 | 0.00028242 | 0 | 0 | 3.7016 | 0.21192 | 0.023476 | 0.015405 | 0.015268 | 0.0002646 | 0.015557 | 0.0010461 | 0.015265 | 0.00028242 | 0.01506 | 0.00022838 | 0.014874 | 5.4045e-05 | 0.58908
244 | 55293.7094 | 0.78654 | 0.94818 | 1.3846 | 1.5051 | 7.6438 | 3.1411 | 1.9001 | 0.71649 | 0.54672 | 0.047885 | 7.8377 | 3.1225 | 0.29221 | 0.27999 | 0.12925 | 0.32907 | 0.071289 | 0.15135 | 0.45578 | 0.19559 | 1.9274 | 1.9353 | 0.086431 | 1.8348 | 0.47092 | 0.011085 | 0.59011 | 0.41888 | 0.12233 | 0.077438 | 13.0304 | 6.4332 | 11.3588 | 0.54552 | 17.1749 | 2641.5699 | 0 | 0 | 0.88997 | 0.019127 | 0.70917 | 0.019491 | 0.45888 | 0.00091891 | 0 | 0 | 0 | 0 | 0.037662 | 0.001648 | 0.060488 | 0.00035201 | 0 | 0 | 4.387 | 0.27087 | 0.025706 | 0.018792 | 0.015268 | 0.00033517 | 0.015597 | 0.001296 | 0.015265 | 0.00035201 | 0.015268 | 0.00028465 | 0.014874 | 6.7362e-05 | 0.81934
245 | 44983.1269 | 0.92452 | 0.95597 | 1.5535 | 1.4031 | 10.7866 | 2.8253 | 0.52328 | 1.1251 | 1.0048 | 0.0406 | 6.9993 | 2.795 | 0.37475 | 0.27518 | 0.13039 | 0.30879 | 0.07462 | 0.12614 | 0.54312 | 0.21912 | 1.9235 | 2.4654 | 0.079969 | 2.0737 | 0.48657 | 0.011802 | 0.52329 | 0.42667 | 0.1259 | 0.073675 | 9.7431 | 7.4937 | 9.3426 | 0.48483 | 14.9062 | 2162.858 | 0 | 0 | 0.78266 | 0.016099 | 0.62234 | 0.016491 | 0.39461 | 0.00091891 | 0 | 0 | 0 | 0 | 0.037622 | 0.0013535 | 0.05735 | 0.00028733 | 0 | 0 | 3.8007 | 0.2202 | 0.023676 | 0.015825 | 0.015268 | 0.00027328 | 0.015557 | 0.0010662 | 0.015265 | 0.00028733 | 0.01506 | 0.00023234 | 0.014874 | 5.499e-05 | 0.66189
246 | 45525.1734 | 0.86015 | 0.99364 | 1.1431 | 1.3162 | 13.5703 | 2.5279 | 2.1737 | 0.94957 | 0.40787 | 0.032354 | 6.7282 | 0.51119 | 0.22031 | 0.28691 | 0.12046 | 0.37685 | 0.08889 | 0.11697 | 0.50229 | 0.159 | 2.5288 | 2.2752 | 0.087228 | 1.6369 | 0.41968 | 0.011363 | 0.51871 | 0.46539 | 0.12905 | 0.055439 | 11.7936 | 8.1569 | 11.8315 | 0.43597 | 16.3198 | 2214.4199 | 0 | 0 | 0.91037 | 0.016413 | 0.66091 | 0.016491 | 0.5907 | 0.00091891 | 0 | 0 | 0 | 0 | 0.037622 | 0.0013799 | 0.05761 | 0.00029291 | 0 | 0 | 3.8697 | 0.22602 | 0.023822 | 0.016133 | 0.015268 | 0.00027964 | 0.015557 | 0.001087 | 0.015265 | 0.00029291 | 0.01506 | 0.00023685 | 0.014874 | 5.6059e-05 | 0.73309
247 | 50662.8974 | 0.75161 | 0.98758 | 1.4453 | 1.3 | 8.5842 | 1.2529 | 1.2665 | 1.3659 | 1.0094 | 0.033333 | 6.0283 | 2.8096 | 0.15614 | 0.32593 | 0.11339 | 0.2984 | 0.077809 | 0.12566 | 0.44516 | 0.23648 | 2.7068 | 2.1537 | 0.094689 | 1.5569 | 0.5103 | 0.013692 | 0.57368 | 0.54066 | 0.1284 | 0.077622 | 5.7235 | 7.1142 | 12.3083 | 0.46038 | 16.8876 | 2463.5005 | 0 | 0 | 0.86139 | 0.017934 | 0.70579 | 0.019491 | 0.54254 | 0.00091891 | 0 | 0 | 0 | 0 | 0.037663 | 0.0015268 | 0.059297 | 0.00032502 | 0 | 0 | 4.1616 | 0.25107 | 0.024525 | 0.017624 | 0.015268 | 0.00031065 | 0.015597 | 0.0012018 | 0.015265 | 0.00032502 | 0.015268 | 0.00026282 | 0.014874 | 6.22e-05 | 0.91953
248 | 40203.8086 | 0.80838 | 0.83854 | 1.277 | 1.2836 | 12.3689 | 2.7157 | 2.0028 | 1.8897 | 1.1343 | 0.049819 | 9.4754 | 1.8527 | 0.26338 | 0.28145 | 0.11637 | 0.30354 | 0.096362 | 0.1155 | 0.45826 | 0.1869 | 2.213 | 1.8577 | 0.09981 | 1.6441 | 0.49486 | 0.015189 | 0.57183 | 0.40568 | 0.10042 | 0.066826 | 7.1637 | 7.2044 | 13.989 | 0.53003 | 14.3419 | 1922.9109 | 0 | 0 | 0.75359 | 0.01423 | 0.65228 | 0.016491 | 0.4309 | 0.00091891 | 0 | 0 | 0 | 0 | 0.037624 | 0.0011857 | 0.055573 | 0.00025102 | 0 | 0 | 3.4841 | 0.19405 | 0.022199 | 0.013995 | 0.01506 | 0.00023572 | 0.015559 | 0.00093473 | 0.015265 | 0.00025102 | 0.01506 | 0.00020299 | 0.014874 | 4.8035e-05 | 0.51474
249 | 49830.4301 | 0.78322 | 0.96471 | 1.1677 | 1.7335 | 11.6845 | 1.9466 | 3.101 | 0.42815 | 0.34962 | 0.067051 | 6.0672 | 3.5087 | 0.18981 | 0.2976 | 0.1497 | 0.2934 | 0.081645 | 0.1264 | 0.40135 | 0.2114 | 2.0951 | 2.5512 | 0.098515 | 1.9507 | 0.49817 | 0.013119 | 0.49138 | 0.51296 | 0.12919 | 0.064922 | 12.8406 | 9.2928 | 10.8663 | 0.47462 | 16.562 | 2411.4759 | 0 | 0 | 0.92224 | 0.017584 | 0.67494 | 0.019491 | 0.4951 | 0.00091891 | 0 | 0 | 0 | 0 | 0.037663 | 0.0014945 | 0.059 | 0.00031838 | 0 | 0 | 4.0949 | 0.24528 | 0.024364 | 0.017281 | 0.015268 | 0.00030353 | 0.015598 | 0.0011761 | 0.015265 | 0.00031838 | 0.015268 | 0.00025745 | 0.014874 | 6.0928e-05 | 0.80196
250 | 48309.7474 | 0.81816 | 0.77719 | 1.2048 | 1.4823 | 7.7927 | 0.98495 | 2.8877 | 1.814 | 1.0957 | 0.043325 | 9.02 | 1.2616 | 0.37348 | 0.35608 | 0.12478 | 0.37591 | 0.081123 | 0.15067 | 0.52018 | 0.1992 | 2.2166 | 2.3645 | 0.10117 | 1.9718 | 0.44695 | 0.011221 | 0.59803 | 0.49134 | 0.12421 | 0.068008 | 11.2214 | 8.4739 | 12.0286 | 0.64929 | 15.4261 | 2203.7995 | 0 | 0 | 0.79956 | 0.016326 | 0.66236 | 0.016491 | 0.44139 | 0.00091891 | 0 | 0 | 0 | 0 | 0.037622 | 0.0013953 | 0.05784 | 0.0002972 | 0 | 0 | 3.8554 | 0.22481 | 0.023782 | 0.016048 | 0.015268 | 0.00027789 | 0.015557 | 0.0010981 | 0.015265 | 0.0002972 | 0.01506 | 0.00024034 | 0.014874 | 5.6862e-05 | 0.714
251 | 46422.3932 | 0.96004 | 0.78983 | 0.97202 | 1.1572 | 14.5007 | 2.5534 | 1.0597 | 0.77633 | 1.0967 | 0.045925 | 6.3595 | 1.0083 | 0.38553 | 0.30958 | 0.14626 | 0.37646 | 0.088939 | 0.13046 | 0.42017 | 0.16329 | 2.052 | 2.6314 | 0.0853 | 1.8038 | 0.43621 | 0.01329 | 0.52966 | 0.43689 | 0.092368 | 0.073247 | 7.3464 | 8.7577 | 11.805 | 0.60938 | 15.3501 | 2131.9365 | 0 | 0 | 0.86545 | 0.015842 | 0.65192 | 0.016491 | 0.44988 | 0.00091891 | 0 | 0 | 0 | 0 | 0.037622 | 0.0013484 | 0.05734 | 0.00028669 | 0 | 0 | 3.7604 | 0.21682 | 0.023557 | 0.015574 | 0.015268 | 0.00026808 | 0.015557 | 0.0010617 | 0.015265 | 0.00028669 | 0.01506 | 0.00023184 | 0.014874 | 5.4855e-05 | 0.6082
252 | 49972.6157 | 0.83859 | 0.97647 | 1.3562 | 1.1666 | 11.8485 | 2.5608 | 3.0513 | 1.9964 | 0.59191 | 0.029896 | 9.9358 | 2.2542 | 0.29986 | 0.33351 | 0.14194 | 0.3238 | 0.09475 | 0.13941 | 0.49314 | 0.18168 | 2.4307 | 2.0639 | 0.086231 | 1.7354 | 0.42667 | 0.013689 | 0.58242 | 0.43975 | 0.12033 | 0.060385 | 10.3061 | 6.5511 | 8.602 | 0.50471 | 16.1712 | 2425.6678 | 0 | 0 | 0.87365 | 0.01768 | 0.64152 | 0.019491 | 0.44929 | 0.00091891 | 0 | 0 | 0 | 0 | 0.037663 | 0.0015041 | 0.059071 | 0.00031999 | 0 | 0 | 4.1131 | 0.24685 | 0.024408 | 0.017374 | 0.015268 | 0.00030542 | 0.015598 | 0.0011841 | 0.015265 | 0.00031999 | 0.015268 | 0.00025875 | 0.014874 | 6.1237e-05 | 0.91502
253 | 54514.3489 | 0.76196 | 0.79683 | 1.2173 | 1.7691 | 13.9837 | 3.0612 | 2.2962 | 1.5523 | 0.76048 | 0.054949 | 6.2758 | 2.6542 | 0.28887 | 0.34816 | 0.16938 | 0.37041 | 0.080705 | 0.12964 | 0.44327 | 0.21255 | 1.7272 | 1.9497 | 0.10407 | 2.213 | 0.42965 | 0.01245 | 0.46269 | 0.48794 | 0.11978 | 0.075426 | 8.5949 | 8.2097 | 13.9148 | 0.56662 | 16.6989 | 2499.3932 | 0 | 0 | 0.84802 | 0.018172 | 0.7349 | 0.019491 | 0.44719 | 0.00091891 | 0 | 0 | 0 | 0 | 0.037662 | 0.0015724 | 0.059819 | 0.00033619 | 0 | 0 | 4.2069 | 0.25501 | 0.024634 | 0.017856 | 0.015268 | 0.00031555 | 0.015597 | 0.0012362 | 0.015265 | 0.00033619 | 0.015268 | 0.00027187 | 0.014874 | 6.4319e-05 | 0.81153
254 | 36548.5914 | 0.95925 | 0.75127 | 1.3127 | 1.234 | 11.1304 | 1.6986 | 1.3261 | 1.9321 | 0.81884 | 0.056074 | 8.9503 | 3.0381 | 0.23727 | 0.32668 | 0.15333 | 0.33712 | 0.081274 | 0.13616 | 0.54178 | 0.20643 | 2.3469 | 2.3003 | 0.093107 | 1.7052 | 0.46075 | 0.012731 | 0.60547 | 0.54882 | 0.12891 | 0.063845 | 9.3589 | 8.0955 | 13.4525 | 0.63666 | 13.3006 | 1728.8145 | 0 | 0 | 0.67911 | 0.01286 | 0.62337 | 0.016491 | 0.4062 | 0.00091891 | 0 | 0 | 0 | 0 | 0.037416 | 0.0010582 | 0.054005 | 0.00022428 | 0 | 0 | 3.2154 | 0.17259 | 0.021549 | 0.012652 | 0.01506 | 0.00020853 | 0.015559 | 0.00083389 | 0.015057 | 0.00022428 | 0.014888 | 0.00018136 | 0.014873 | 4.2911e-05 | 0.47615
255 | 38929.1241 | 0.87508 | 0.84493 | 1.5402 | 1.396 | 12.556 | 2.6952 | 3.3517 | 1.1961 | 0.55252 | 0.035714 | 9.3509 | 2.4369 | 0.23363 | 0.33759 | 0.13819 | 0.32162 | 0.085292 | 0.14487 | 0.36383 | 0.15785 | 2.0726 | 2.4403 | 0.084919 | 1.8841 | 0.46795 | 0.012355 | 0.46526 | 0.51196 | 0.12176 | 0.058507 | 7.8858 | 9.605 | 12.0086 | 0.61102 | 13.768 | 1843.9342 | 0 | 0 | 0.69435 | 0.013878 | 0.62445 | 0.016491 | 0.41986 | 0.00091891 | 0 | 0 | 0 | 0 | 0.037416 | 0.0011506 | 0.055193 | 0.00024365 | 0 | 0 | 3.3702 | 0.18487 | 0.022032 | 0.013649 | 0.01506 | 0.00022871 | 0.015559 | 0.00090694 | 0.015057 | 0.00024365 | 0.01506 | 0.00019702 | 0.014874 | 4.6627e-05 | 0.60347
256 | 48648.3695 | 0.85284 | 0.78641 | 1.5309 | 1.5384 | 13.4096 | 3.7199 | 2.6015 | 1.9667 | 0.62309 | 0.059678 | 7.9003 | 2.5833 | 0.20429 | 0.32804 | 0.11161 | 0.35115 | 0.080733 | 0.14242 | 0.50767 | 0.23716 | 2.5166 | 2.0944 | 0.078273 | 2.13 | 0.35611 | 0.01546 | 0.58146 | 0.45207 | 0.12404 | 0.06914 | 6.7369 | 7.9303 | 8.1216 | 0.61485 | 15.2013 | 2222.3675 | 0 | 0 | 0.73373 | 0.016462 | 0.60607 | 0.016491 | 0.46691 | 0.00091891 | 0 | 0 | 0 | 0 | 0.037622 | 0.0014085 | 0.057976 | 0.00030015 | 0 | 0 | 3.8796 | 0.22685 | 0.023845 | 0.016182 | 0.015268 | 0.00028066 | 0.015557 | 0.0011084 | 0.015265 | 0.00030015 | 0.01506 | 0.00024272 | 0.014874 | 5.7429e-05 | 0.67184
257 | 47595.5026 | 0.97012 | 0.80081 | 1.21 | 1.6301 | 11.076 | 2.6945 | 0.5858 | 1.0709 | 0.39599 | 0.026518 | 7.5164 | 2.4907 | 0.35542 | 0.32431 | 0.14884 | 0.28625 | 0.074521 | 0.12218 | 0.44993 | 0.20318 | 2.1934 | 2.0839 | 0.080097 | 2.2038 | 0.45525 | 0.014963 | 0.59817 | 0.52788 | 0.12294 | 0.052896 | 10.8734 | 6.183 | 11.063 | 0.53802 | 15.1858 | 2187.2389 | 0 | 0 | 0.80583 | 0.016225 | 0.64705 | 0.016491 | 0.40597 | 0.00091891 | 0 | 0 | 0 | 0 | 0.037622 | 0.0013821 | 0.057701 | 0.00029431 | 0 | 0 | 3.8334 | 0.22295 | 0.023735 | 0.015949 | 0.015268 | 0.00027585 | 0.015557 | 0.0010878 | 0.015265 | 0.00029431 | 0.01506 | 0.000238 | 0.014874 | 5.6312e-05 | 0.66404
258 | 51657.447 | 0.91314 | 0.7391 | 1.3881 | 1.5024 | 10.5676 | 1.2569 | 3.2982 | 0.41856 | 0.97743 | 0.031115 | 8.8854 | 1.5469 | 0.27068 | 0.34132 | 0.1427 | 0.31037 | 0.082915 | 0.13982 | 0.38235 | 0.20431 | 2.3762 | 2.1338 | 0.085319 | 1.5436 | 0.36076 | 0.012466 | 0.48419 | 0.49314 | 0.14437 | 0.066892 | 10.5504 | 7.3701 | 14.7415 | 0.61162 | 15.9375 | 2322.8018 | 0 | 0 | 0.75682 | 0.017101 | 0.72773 | 0.019491 | 0.45722 | 0.00091891 | 0 | 0 | 0 | 0 | 0.037663 | 0.0014765 | 0.058886 | 0.00031522 | 0 | 0 | 3.9764 | 0.23509 | 0.024141 | 0.016808 | 0.015268 | 0.00029364 | 0.015598 | 0.0011613 | 0.015265 | 0.00031522 | 0.015268 | 0.00025491 | 0.014873 | 6.0304e-05 | 0.68962
259 | 44931.2534 | 0.76131 | 0.72893 | 1.3036 | 1.4327 | 14.1632 | 0.7531 | 2.9332 | 0.46574 | 0.51582 | 0.029738 | 8.5872 | 2.2086 | 0.14048 | 0.30467 | 0.1284 | 0.33294 | 0.07704 | 0.14641 | 0.42141 | 0.23121 | 1.8301 | 2.1759 | 0.10243 | 2.0175 | 0.44175 | 0.012985 | 0.53223 | 0.50081 | 0.13917 | 0.079982 | 10.0144 | 7.4823 | 11.999 | 0.66636 | 14.8942 | 2032.3507 | 0 | 0 | 0.72784 | 0.015168 | 0.64368 | 0.016491 | 0.50746 | 0.00091891 | 0 | 0 | 0 | 0 | 0.037623 | 0.0012892 | 0.056743 | 0.00027418 | 0 | 0 | 3.627 | 0.20574 | 0.022639 | 0.014913 | 0.015268 | 0.0002545 | 0.015558 | 0.001015 | 0.015265 | 0.00027418 | 0.01506 | 0.00022172 | 0.014873 | 5.2457e-05 | 0.52693
260 | 43908.7801 | 0.77619 | 0.95814 | 1.4567 | 1.2409 | 12.1316 | 1.9951 | 2.196 | 1.8731 | 0.89006 | 0.041522 | 8.0694 | 1.198 | 0.23668 | 0.2906 | 0.14458 | 0.30653 | 0.079651 | 0.13261 | 0.39568 | 0.20805 | 2.4192 | 1.8969 | 0.092698 | 1.8729 | 0.3669 | 0.011737 | 0.50759 | 0.4851 | 0.10346 | 0.058404 | 6.0413 | 6.4573 | 10.7328 | 0.51181 | 15.23 | 2121.8701 | 0 | 0 | 0.79615 | 0.015784 | 0.6363 | 0.016491 | 0.48535 | 0.00091891 | 0 | 0 | 0 | 0 | 0.037623 | 0.0013234 | 0.057028 | 0.00028063 | 0 | 0 | 3.7473 | 0.21573 | 0.023529 | 0.015517 | 0.015268 | 0.0002669 | 0.015557 | 0.0010428 | 0.015265 | 0.00028063 | 0.01506 | 0.00022692 | 0.014874 | 5.3708e-05 | 0.68423
261 | 52307.4842 | 0.94469 | 0.88506 | 1.0096 | 1.4652 | 16.3114 | 1.5384 | 1.5331 | 0.69722 | 0.48554 | 0.026174 | 9.1473 | 1.5352 | 0.38844 | 0.31936 | 0.15496 | 0.28502 | 0.081035 | 0.12875 | 0.50075 | 0.19339 | 2.5584 | 2.2313 | 0.09974 | 1.8803 | 0.50738 | 0.011457 | 0.60643 | 0.56453 | 0.12124 | 0.059869 | 9.6321 | 9.2139 | 12.8017 | 0.51143 | 16.7604 | 2466.6142 | 0 | 0 | 0.95366 | 0.017952 | 0.71419 | 0.019491 | 0.44419 | 0.00091891 | 0 | 0 | 0 | 0 | 0.037663 | 0.0015424 | 0.059492 | 0.00032908 | 0 | 0 | 4.1653 | 0.25138 | 0.024533 | 0.017641 | 0.015268 | 0.00031103 | 0.015597 | 0.0012133 | 0.015265 | 0.00032908 | 0.015268 | 0.00026611 | 0.014874 | 6.2973e-05 | 0.81181
262 | 46178.8488 | 0.77413 | 0.87682 | 1.1916 | 1.3016 | 11.2497 | 3.3694 | 3.1123 | 1.0357 | 0.12845 | 0.047681 | 6.6385 | 2.0457 | 0.33355 | 0.35379 | 0.14686 | 0.28395 | 0.080377 | 0.14609 | 0.39751 | 0.18532 | 2.4385 | 2.5538 | 0.10297 | 1.6533 | 0.37628 | 0.013738 | 0.63615 | 0.38346 | 0.14132 | 0.070477 | 8.8828 | 8.7391 | 10.4446 | 0.55806 | 15.2516 | 2173.6849 | 0 | 0 | 0.84047 | 0.016134 | 0.63802 | 0.016491 | 0.4212 | 0.00091891 | 0 | 0 | 0 | 0 | 0.037622 | 0.0013661 | 0.057502 | 0.00029032 | 0 | 0 | 3.8158 | 0.22146 | 0.023692 | 0.01586 | 0.015268 | 0.00027399 | 0.015557 | 0.0010758 | 0.015265 | 0.00029032 | 0.01506 | 0.00023476 | 0.014874 | 5.5557e-05 | 0.78485
263 | 50318.9759 | 0.85303 | 0.89866 | 1.1499 | 1.6484 | 9.4254 | 4.0474 | 3.2123 | 0.62502 | 0.82182 | 0.064329 | 9.8544 | 1.9327 | 0.18082 | 0.40279 | 0.13325 | 0.32707 | 0.070048 | 0.13089 | 0.35755 | 0.19762 | 2.5087 | 2.5387 | 0.083095 | 1.5054 | 0.35928 | 0.014452 | 0.62284 | 0.48928 | 0.13227 | 0.085128 | 9.021 | 7.1983 | 15.7192 | 0.50301 | 16.8214 | 2389.7786 | 0 | 0 | 0.89602 | 0.017436 | 0.74836 | 0.019491 | 0.51913 | 0.00091891 | 0 | 0 | 0 | 0 | 0.037663 | 0.0014885 | 0.058959 | 0.00031728 | 0 | 0 | 4.0667 | 0.24285 | 0.024296 | 0.017136 | 0.015268 | 0.0003005 | 0.015598 | 0.0011712 | 0.015265 | 0.00031728 | 0.015268 | 0.00025657 | 0.014874 | 6.0714e-05 | 1.0035
264 | 44197.734 | 0.78743 | 0.90321 | 1.322 | 1.4051 | 11.8217 | 1.7438 | 1.7751 | 1.7057 | 0.4199 | 0.071171 | 6.9167 | 2.6294 | 0.35424 | 0.37918 | 0.15501 | 0.35101 | 0.075182 | 0.11764 | 0.36139 | 0.18185 | 2.099 | 2.7013 | 0.093859 | 1.9411 | 0.46526 | 0.01443 | 0.42349 | 0.55765 | 0.13703 | 0.063383 | 12.9984 | 8.5016 | 14.7819 | 0.47949 | 15.0802 | 2103.2591 | 0 | 0 | 0.80416 | 0.015656 | 0.692 | 0.016491 | 0.40233 | 0.00091891 | 0 | 0 | 0 | 0 | 0.037623 | 0.0013158 | 0.056968 | 0.00027925 | 0 | 0 | 3.7224 | 0.21365 | 0.02347 | 0.015392 | 0.015268 | 0.00026434 | 0.015557 | 0.0010366 | 0.015265 | 0.00027925 | 0.01506 | 0.00022581 | 0.014874 | 5.344e-05 | 0.83506
265 | 41447.9014 | 0.79373 | 0.86435 | 1.0089 | 1.8296 | 13.7415 | 4.3366 | 1.8544 | 0.62678 | 0.27986 | 0.075986 | 6.4185 | 0.88513 | 0.31874 | 0.35944 | 0.15099 | 0.27866 | 0.093232 | 0.13252 | 0.43031 | 0.22141 | 2.2493 | 2.2251 | 0.089143 | 1.8703 | 0.4611 | 0.013211 | 0.55959 | 0.47745 | 0.13099 | 0.077568 | 13.3378 | 6.3473 | 12.8827 | 0.54411 | 14.8454 | 1968.5006 | 0 | 0 | 0.85262 | 0.014691 | 0.64669 | 0.016491 | 0.4675 | 0.00091891 | 0 | 0 | 0 | 0 | 0.037624 | 0.001226 | 0.056026 | 0.00026005 | 0 | 0 | 3.5422 | 0.19878 | 0.022416 | 0.014446 | 0.01506 | 0.00024497 | 0.015558 | 0.00096595 | 0.015265 | 0.00026005 | 0.01506 | 0.00021028 | 0.014874 | 4.9763e-05 | 0.70328
266 | 50635.3208 | 0.88619 | 0.72084 | 1.039 | 1.279 | 11.2173 | 2.9465 | 2.6477 | 1.4342 | 0.26308 | 0.035883 | 8.7804 | 0.99381 | 0.35623 | 0.31248 | 0.15764 | 0.3019 | 0.071147 | 0.12104 | 0.5348 | 0.1905 | 1.8796 | 2.5652 | 0.087907 | 1.8971 | 0.40321 | 0.011873 | 0.5796 | 0.47764 | 0.10798 | 0.065982 | 10.2234 | 9.7822 | 13.7936 | 0.59186 | 15.8682 | 2262.735 | 0 | 0 | 0.83214 | 0.016734 | 0.6982 | 0.016491 | 0.4502 | 0.00091891 | 0 | 0 | 0 | 0 | 0.037663 | 0.0014443 | 0.058562 | 0.00030811 | 0 | 0 | 3.9322 | 0.23132 | 0.023971 | 0.016448 | 0.015268 | 0.00028615 | 0.015598 | 0.0011362 | 0.015265 | 0.00030811 | 0.015268 | 0.00024916 | 0.014873 | 5.8944e-05 | 0.60111
267 | 44147.9747 | 0.93812 | 0.98784 | 0.94872 | 1.2354 | 8.1613 | 2.7695 | 1.8671 | 1.2996 | 1.0686 | 0.07883 | 6.7997 | 1.1839 | 0.35078 | 0.30033 | 0.13833 | 0.34393 | 0.089642 | 0.146 | 0.37858 | 0.20658 | 2.2628 | 2.6258 | 0.082663 | 1.6956 | 0.37198 | 0.012085 | 0.51751 | 0.49757 | 0.097793 | 0.07731 | 13.9333 | 7.7397 | 11.2389 | 0.54607 | 15.5572 | 2138.2013 | 0 | 0 | 0.96837 | 0.015975 | 0.64613 | 0.016491 | 0.44132 | 0.00091891 | 0 | 0 | 0 | 0 | 0.037623 | 0.00134 | 0.057197 | 0.00028421 | 0 | 0 | 3.7669 | 0.21737 | 0.023618 | 0.015704 | 0.015268 | 0.00027077 | 0.015557 | 0.0010558 | 0.015265 | 0.00028421 | 0.01506 | 0.00022981 | 0.014874 | 5.4398e-05 | 0.73873
268 | 48525.7185 | 0.98048 | 0.8793 | 1.5002 | 1.1433 | 9.417 | 3.523 | 2.974 | 1.2247 | 0.38479 | 0.042544 | 9.2913 | 2.6081 | 0.11103 | 0.37025 | 0.13935 | 0.30999 | 0.069438 | 0.14659 | 0.40499 | 0.19317 | 2.2908 | 2.1617 | 0.081878 | 1.7769 | 0.47708 | 0.012738 | 0.53291 | 0.5045 | 0.11126 | 0.072683 | 9.6964 | 9.6229 | 9.1128 | 0.58701 | 16.1219 | 2276.03 | 0 | 0 | 0.78294 | 0.016828 | 0.62909 | 0.016491 | 0.60215 | 0.00091891 | 0 | 0 | 0 | 0 | 0.037664 | 0.0014338 | 0.05819 | 0.000305 | 0 | 0 | 3.95 | 0.23283 | 0.024015 | 0.01654 | 0.015268 | 0.00028805 | 0.015598 | 0.0011288 | 0.015265 | 0.000305 | 0.01506 | 0.00024664 | 0.014874 | 5.8365e-05 | 0.86608
269 | 41035.1549 | 0.96158 | 0.92309 | 1.1291 | 1.2973 | 10.8506 | 2.7616 | 1.4187 | 1.7193 | 0.54865 | 0.078181 | 6.0202 | 0.96682 | 0.20789 | 0.30777 | 0.10728 | 0.33141 | 0.083668 | 0.13204 | 0.48103 | 0.19684 | 2.4004 | 2.1429 | 0.080254 | 2.0121 | 0.42374 | 0.012598 | 0.4592 | 0.54515 | 0.13013 | 0.077152 | 13.382 | 8.5382 | 12.7986 | 0.52139 | 14.9517 | 1975.8278 | 0 | 0 | 0.84035 | 0.014786 | 0.64777 | 0.016491 | 0.49525 | 0.00091891 | 0 | 0 | 0 | 0 | 0.037624 | 0.0012308 | 0.056047 | 0.00026058 | 0 | 0 | 3.5511 | 0.19951 | 0.02246 | 0.014539 | 0.01506 | 0.00024683 | 0.015558 | 0.00097024 | 0.015265 | 0.00026058 | 0.01506 | 0.00021071 | 0.014874 | 4.987e-05 | 0.64651
270 | 54026.6575 | 0.99215 | 0.90375 | 1.041 | 1.1875 | 13.6926 | 3.2155 | 3.9405 | 1.7211 | 1.0204 | 0.076929 | 7.0741 | 3.296 | 0.38193 | 0.36415 | 0.12 | 0.36542 | 0.068316 | 0.11868 | 0.42152 | 0.17159 | 2.2016 | 2.0845 | 0.091665 | 2.0622 | 0.44779 | 0.011281 | 0.60205 | 0.454 | 0.11601 | 0.059181 | 8.6552 | 7.7021 | 12.9465 | 0.47139 | 16.9056 | 2535.7061 | 0 | 0 | 0.9658 | 0.018544 | 0.72594 | 0.019491 | 0.41077 | 0.00091891 | 0 | 0 | 0 | 0 | 0.037662 | 0.0015992 | 0.060028 | 0.00034127 | 0 | 0 | 4.25 | 0.25879 | 0.024804 | 0.01822 | 0.015268 | 0.00032313 | 0.015597 | 0.0012579 | 0.015265 | 0.00034127 | 0.015268 | 0.00027596 | 0.014874 | 6.5307e-05 | 0.98105
271 | 44914.4158 | 0.76476 | 0.72774 | 1.5479 | 1.262 | 13.5391 | 3.0956 | 2.6573 | 0.81013 | 1.1984 | 0.051891 | 8.0589 | 0.70909 | 0.25779 | 0.29208 | 0.13936 | 0.3621 | 0.080587 | 0.14353 | 0.52941 | 0.21226 | 1.8217 | 2.2488 | 0.098975 | 1.7184 | 0.45846 | 0.013724 | 0.43698 | 0.47574 | 0.13638 | 0.071744 | 9.2101 | 6.1783 | 12.4349 | 0.66433 | 14.7064 | 2030.7401 | 0 | 0 | 0.68059 | 0.015157 | 0.64865 | 0.016491 | 0.48545 | 0.00091891 | 0 | 0 | 0 | 0 | 0.037623 | 0.0012887 | 0.056732 | 0.00027395 | 0 | 0 | 3.6248 | 0.20556 | 0.022635 | 0.014903 | 0.015268 | 0.00025428 | 0.015558 | 0.0010147 | 0.015265 | 0.00027395 | 0.01506 | 0.00022154 | 0.014873 | 5.2413e-05 | 0.50399
272 | 54303.2142 | 0.8685 | 0.96187 | 1.2575 | 1.3493 | 15.2949 | 2.1619 | 1.8687 | 1.907 | 0.33375 | 0.034051 | 8.8055 | 3.0875 | 0.24544 | 0.37324 | 0.16096 | 0.33501 | 0.092738 | 0.14781 | 0.41425 | 0.16838 | 2.2214 | 2.2167 | 0.088039 | 1.9079 | 0.40463 | 0.013321 | 0.59045 | 0.38274 | 0.12599 | 0.059893 | 6.9958 | 8.3975 | 8.3529 | 0.52746 | 17.0105 | 2607.6721 | 0 | 0 | 0.92587 | 0.0189 | 0.65303 | 0.019491 | 0.47766 | 0.00091891 | 0 | 0 | 0 | 0 | 0.037662 | 0.0016251 | 0.060261 | 0.0003468 | 0 | 0 | 4.3444 | 0.2671 | 0.024967 | 0.01857 | 0.015268 | 0.00033048 | 0.015597 | 0.0012783 | 0.015265 | 0.0003468 | 0.015268 | 0.00028043 | 0.014874 | 6.6368e-05 | 1.092
273 | 47279.4806 | 0.83424 | 0.76217 | 1.152 | 1.3977 | 11.9029 | 1.9852 | 1.6568 | 1.8031 | 0.52319 | 0.027385 | 9.5127 | 1.1437 | 0.43716 | 0.33014 | 0.12637 | 0.3428 | 0.071065 | 0.13829 | 0.47451 | 0.19941 | 2.289 | 2.3012 | 0.080424 | 1.8082 | 0.40856 | 0.013559 | 0.57753 | 0.51743 | 0.097521 | 0.054493 | 9.7555 | 7.4606 | 13.8288 | 0.64348 | 15.2576 | 2150.1385 | 0 | 0 | 0.79874 | 0.015972 | 0.6848 | 0.016491 | 0.41992 | 0.00091891 | 0 | 0 | 0 | 0 | 0.037622 | 0.0013631 | 0.057508 | 0.00029015 | 0 | 0 | 3.7843 | 0.21882 | 0.023617 | 0.015701 | 0.015268 | 0.00027071 | 0.015557 | 0.0010729 | 0.015265 | 0.00029015 | 0.01506 | 0.00023464 | 0.014873 | 5.5513e-05 | 0.63307
274 | 44760.386 | 0.88564 | 0.75095 | 1.4031 | 1.5662 | 7.4312 | 3.1238 | 0.99661 | 0.66312 | 0.57442 | 0.024189 | 8.2053 | 0.62912 | 0.11762 | 0.35727 | 0.12999 | 0.39661 | 0.073389 | 0.14905 | 0.43565 | 0.19505 | 2.2307 | 1.9524 | 0.096318 | 1.8604 | 0.41706 | 0.011934 | 0.5826 | 0.54807 | 0.11932 | 0.074356 | 9.792 | 9.8293 | 14.7245 | 0.67204 | 15.4266 | 2038.5247 | 0 | 0 | 0.71745 | 0.015213 | 0.68352 | 0.016491 | 0.60212 | 0.00091891 | 0 | 0 | 0 | 0 | 0.037623 | 0.0012893 | 0.056737 | 0.00027413 | 0 | 0 | 3.6353 | 0.20643 | 0.023262 | 0.014958 | 0.015268 | 0.00025543 | 0.015558 | 0.0010152 | 0.015265 | 0.00027413 | 0.01506 | 0.00022168 | 0.014873 | 5.2447e-05 | 0.63735
275 | 48891.2128 | 0.9623 | 0.78215 | 1.2972 | 1.6424 | 10.4063 | 3.175 | 3.8556 | 0.91999 | 1.0614 | 0.043504 | 6.7068 | 1.208 | 0.1282 | 0.37217 | 0.13097 | 0.317 | 0.07158 | 0.12226 | 0.4446 | 0.21561 | 2.0522 | 2.3253 | 0.093663 | 2.1684 | 0.46187 | 0.012708 | 0.487 | 0.55979 | 0.11376 | 0.082593 | 8.0478 | 6.5778 | 15.2483 | 0.56428 | 16.2606 | 2229.6276 | 0 | 0 | 0.78266 | 0.016512 | 0.71371 | 0.016491 | 0.58871 | 0.00091891 | 0 | 0 | 0 | 0 | 0.037622 | 0.0014126 | 0.05802 | 0.00030108 | 0 | 0 | 3.8891 | 0.22766 | 0.023868 | 0.01623 | 0.015268 | 0.00028168 | 0.015557 | 0.0011115 | 0.015265 | 0.00030108 | 0.01506 | 0.00024347 | 0.014874 | 5.7604e-05 | 0.761
276 | 46345.1578 | 0.87874 | 0.85165 | 1.4542 | 1.552 | 9.1319 | 3.8124 | 3.8793 | 1.0854 | 0.39061 | 0.020525 | 9.0123 | 3.8152 | 0.37853 | 0.29563 | 0.13554 | 0.3506 | 0.083459 | 0.12843 | 0.51442 | 0.21081 | 2.0622 | 2.3117 | 0.090246 | 2.007 | 0.39239 | 0.012816 | 0.531 | 0.54636 | 0.12437 | 0.073631 | 10.5217 | 9.4674 | 11.1304 | 0.53504 | 14.9522 | 2164.2796 | 0 | 0 | 0.76506 | 0.016076 | 0.64662 | 0.016491 | 0.39102 | 0.00091891 | 0 | 0 | 0 | 0 | 0.037622 | 0.0013618 | 0.057471 | 0.00028961 | 0 | 0 | 3.8031 | 0.2204 | 0.023665 | 0.015803 | 0.015268 | 0.00027284 | 0.015557 | 0.0010722 | 0.015265 | 0.00028961 | 0.01506 | 0.00023419 | 0.014874 | 5.5416e-05 | 0.63505
277 | 50903.6092 | 0.85113 | 0.78521 | 1.0664 | 1.8134 | 9.9127 | 1.6161 | 3.0533 | 1.0908 | 0.23966 | 0.078341 | 9.5236 | 1.7812 | 0.27025 | 0.38113 | 0.13743 | 0.28319 | 0.090878 | 0.12979 | 0.50284 | 0.1837 | 2.0656 | 1.8613 | 0.087618 | 2.1261 | 0.38802 | 0.0143 | 0.44785 | 0.54231 | 0.13048 | 0.078582 | 12.2982 | 9.5325 | 11.2979 | 0.56822 | 16.075 | 2337.8496 | 0 | 0 | 0.86316 | 0.017097 | 0.67415 | 0.019491 | 0.46729 | 0.00091891 | 0 | 0 | 0 | 0 | 0.037663 | 0.0014704 | 0.058822 | 0.00031396 | 0 | 0 | 3.9988 | 0.23701 | 0.024139 | 0.016804 | 0.015268 | 0.00029359 | 0.015598 | 0.0011564 | 0.015265 | 0.00031396 | 0.015268 | 0.00025389 | 0.014874 | 6.007e-05 | 0.81527
278 | 49932.5848 | 0.96973 | 0.7463 | 1.1537 | 1.6966 | 13.1762 | 4.1014 | 0.6767 | 1.1459 | 0.40424 | 0.071747 | 9.7656 | 3.0366 | 0.30033 | 0.34253 | 0.15048 | 0.33436 | 0.080082 | 0.13729 | 0.54789 | 0.17853 | 2.255 | 2.2158 | 0.10101 | 2.1186 | 0.39936 | 0.013712 | 0.55234 | 0.51116 | 0.13175 | 0.079432 | 10 | 6.9241 | 15.9703 | 0.61734 | 15.8332 | 2262.1655 | 0 | 0 | 0.80751 | 0.016647 | 0.72648 | 0.016491 | 0.42717 | 0.00091891 | 0 | 0 | 0 | 0 | 0.037664 | 0.0014325 | 0.058242 | 0.00030577 | 0 | 0 | 3.9337 | 0.23145 | 0.023931 | 0.016363 | 0.015268 | 0.00028442 | 0.015598 | 0.0011267 | 0.015265 | 0.00030577 | 0.01506 | 0.00024727 | 0.014873 | 5.85e-05 | 0.67681
279 | 47441.4776 | 0.93264 | 0.77617 | 1.5252 | 1.3079 | 12.1082 | 3.7438 | 3.7502 | 1.7387 | 0.62744 | 0.021014 | 7.909 | 1.0135 | 0.22852 | 0.3623 | 0.14181 | 0.3386 | 0.081493 | 0.13835 | 0.46618 | 0.19866 | 2.3735 | 2.1529 | 0.094511 | 1.5644 | 0.48838 | 0.012177 | 0.56895 | 0.46594 | 0.12584 | 0.071176 | 8.2167 | 6.1461 | 8.1647 | 0.60727 | 14.9501 | 2148.336 | 0 | 0 | 0.72268 | 0.016078 | 0.60168 | 0.016491 | 0.47561 | 0.00091891 | 0 | 0 | 0 | 0 | 0.037622 | 0.0013714 | 0.057586 | 0.00029182 | 0 | 0 | 3.7788 | 0.21836 | 0.023666 | 0.015805 | 0.015268 | 0.00027286 | 0.015557 | 0.0010796 | 0.015265 | 0.00029182 | 0.01506 | 0.00023598 | 0.014874 | 5.5832e-05 | 0.71231
280 | 47938.2534 | 0.87826 | 0.76358 | 1.1871 | 1.2569 | 11.1655 | 3.2291 | 2.5169 | 0.86896 | 0.64202 | 0.030886 | 7.438 | 3.7258 | 0.29828 | 0.32257 | 0.12518 | 0.33637 | 0.081061 | 0.13853 | 0.40578 | 0.22997 | 1.9649 | 2.6 | 0.094022 | 1.6407 | 0.40332 | 0.015243 | 0.65733 | 0.55147 | 0.10558 | 0.068704 | 13.7992 | 8.565 | 15.8193 | 0.63331 | 15.4325 | 2177.7297 | 0 | 0 | 0.79443 | 0.016163 | 0.71537 | 0.016491 | 0.41392 | 0.00091891 | 0 | 0 | 0 | 0 | 0.037622 | 0.0013822 | 0.057702 | 0.00029425 | 0 | 0 | 3.8207 | 0.22188 | 0.023706 | 0.015889 | 0.015268 | 0.00027457 | 0.015557 | 0.0010879 | 0.015265 | 0.00029425 | 0.01506 | 0.00023795 | 0.014873 | 5.6296e-05 | 0.62852
281 | 50796.0462 | 0.86739 | 0.93057 | 1.1767 | 1.5002 | 11.9616 | 3.5455 | 3.9728 | 0.76568 | 0.77465 | 0.023807 | 7.4114 | 3.2888 | 0.16687 | 0.38992 | 0.12792 | 0.27398 | 0.083493 | 0.14208 | 0.445 | 0.21704 | 2.5535 | 2.5498 | 0.10006 | 1.8705 | 0.40233 | 0.01212 | 0.55074 | 0.5311 | 0.11613 | 0.076005 | 14.855 | 9.4759 | 12.9878 | 0.53837 | 16.7859 | 2421.244 | 0 | 0 | 0.90838 | 0.01772 | 0.71322 | 0.019491 | 0.51489 | 0.00091891 | 0 | 0 | 0 | 0 | 0.037663 | 0.0015126 | 0.059183 | 0.00032231 | 0 | 0 | 4.1055 | 0.24619 | 0.024426 | 0.017414 | 0.015268 | 0.00030629 | 0.015598 | 0.0011903 | 0.015265 | 0.00032231 | 0.015268 | 0.00026064 | 0.014874 | 6.168e-05 | 1.024
282 | 49699.1083 | 0.9969 | 0.91549 | 1.3828 | 1.1469 | 10.6885 | 1.2372 | 1.6931 | 1.8485 | 1.067 | 0.075852 | 7.1024 | 1.4577 | 0.43758 | 0.332 | 0.16223 | 0.35902 | 0.08453 | 0.13629 | 0.34502 | 0.16799 | 2.3637 | 2.3901 | 0.088878 | 1.7419 | 0.36567 | 0.012947 | 0.49957 | 0.48809 | 0.12397 | 0.059099 | 9.0712 | 9.3469 | 9.406 | 0.52042 | 15.7914 | 2366.127 | 0 | 0 | 0.83484 | 0.01733 | 0.64975 | 0.019491 | 0.41653 | 0.00091891 | 0 | 0 | 0 | 0 | 0.037663 | 0.0014779 | 0.058831 | 0.0003145 | 0 | 0 | 4.0349 | 0.2401 | 0.024246 | 0.017031 | 0.015268 | 0.00029827 | 0.015598 | 0.0011634 | 0.015265 | 0.0003145 | 0.015268 | 0.00025432 | 0.014874 | 6.0185e-05 | 0.83595
283 | 42291.7964 | 0.96088 | 0.71512 | 1.0395 | 1.2274 | 8.9088 | 2.5201 | 1.5076 | 0.62841 | 0.75499 | 0.044698 | 6.3306 | 1.5842 | 0.14233 | 0.36611 | 0.12546 | 0.30899 | 0.086965 | 0.15318 | 0.41008 | 0.17678 | 2.3569 | 2.7547 | 0.08292 | 1.8089 | 0.4365 | 0.014882 | 0.59604 | 0.54251 | 0.13829 | 0.075011 | 8.755 | 6.5152 | 15.5208 | 0.71083 | 14.7211 | 1916.2295 | 0 | 0 | 0.76891 | 0.014374 | 0.67681 | 0.016491 | 0.50072 | 0.00091891 | 0 | 0 | 0 | 0 | 0.037624 | 0.0012113 | 0.055888 | 0.00025694 | 0 | 0 | 3.4694 | 0.19285 | 0.022266 | 0.014135 | 0.01506 | 0.00023857 | 0.015558 | 0.00095438 | 0.015265 | 0.00025694 | 0.01506 | 0.00020779 | 0.014873 | 4.9154e-05 | 0.58273
284 | 52043.126 | 0.79324 | 0.77676 | 1.2669 | 1.5553 | 9.066 | 3.192 | 3.4792 | 1.5456 | 0.88448 | 0.028942 | 7.0003 | 3.7992 | 0.3722 | 0.33561 | 0.15165 | 0.33214 | 0.085948 | 0.14015 | 0.41576 | 0.17204 | 2.3888 | 1.9006 | 0.088396 | 2.04 | 0.44424 | 0.012414 | 0.57017 | 0.49518 | 0.10762 | 0.077346 | 5.7598 | 9.0379 | 12.2617 | 0.62434 | 15.8989 | 2382.6203 | 0 | 0 | 0.80763 | 0.017383 | 0.69255 | 0.019491 | 0.40367 | 0.00091891 | 0 | 0 | 0 | 0 | 0.037663 | 0.001506 | 0.059185 | 0.00032192 | 0 | 0 | 4.057 | 0.242 | 0.024271 | 0.017084 | 0.015268 | 0.0002994 | 0.015598 | 0.0011841 | 0.015265 | 0.00032192 | 0.015268 | 0.00026031 | 0.014874 | 6.1605e-05 | 0.72498
285 | 46571.4728 | 0.84227 | 0.96423 | 1.1639 | 1.7416 | 6.201 | 2.2571 | 1.8998 | 0.5779 | 0.57308 | 0.079029 | 7.382 | 3.2779 | 0.32454 | 0.27003 | 0.129 | 0.30313 | 0.091936 | 0.13774 | 0.45452 | 0.17716 | 1.9859 | 2.2432 | 0.071793 | 1.8527 | 0.52418 | 0.013333 | 0.60262 | 0.47796 | 0.10523 | 0.073981 | 9.0758 | 7.3588 | 9.1093 | 0.52538 | 15.5035 | 2241.005 | 0 | 0 | 0.89715 | 0.016608 | 0.62565 | 0.016491 | 0.40927 | 0.00091891 | 0 | 0 | 0 | 0 | 0.037622 | 0.0014004 | 0.057843 | 0.00029777 | 0 | 0 | 3.9041 | 0.22893 | 0.023913 | 0.016325 | 0.015268 | 0.00028365 | 0.015557 | 0.0011026 | 0.015265 | 0.00029777 | 0.01506 | 0.00024079 | 0.014874 | 5.6987e-05 | 0.67968
286 | 52025.7746 | 0.98844 | 0.87887 | 0.95828 | 1.5358 | 10.5893 | 2.8767 | 0.84692 | 1.1114 | 0.23392 | 0.020163 | 6.5281 | 3.4338 | 0.16201 | 0.27504 | 0.15068 | 0.28768 | 0.068294 | 0.13171 | 0.46321 | 0.22109 | 1.963 | 2.2924 | 0.090383 | 2.0127 | 0.40657 | 0.010736 | 0.5421 | 0.44266 | 0.10264 | 0.063327 | 11.1696 | 6.7343 | 13.4717 | 0.53634 | 17.0873 | 2444.2821 | 0 | 0 | 0.96878 | 0.017847 | 0.72202 | 0.019491 | 0.52664 | 0.00091891 | 0 | 0 | 0 | 0 | 0.037663 | 0.0015293 | 0.059359 | 0.0003261 | 0 | 0 | 4.1356 | 0.24881 | 0.024485 | 0.017538 | 0.015268 | 0.00030889 | 0.015597 | 0.0012032 | 0.015265 | 0.0003261 | 0.015268 | 0.0002637 | 0.014874 | 6.2394e-05 | 0.68916
287 | 46734.698 | 0.79948 | 0.84705 | 1.5428 | 1.1625 | 9.7085 | 2.9281 | 0.51508 | 1.4269 | 0.47737 | 0.078284 | 9.452 | 1.6193 | 0.40041 | 0.34908 | 0.11851 | 0.39006 | 0.077246 | 0.1501 | 0.50844 | 0.15994 | 2.0319 | 2.0586 | 0.07971 | 2.0266 | 0.44815 | 0.012516 | 0.46967 | 0.48073 | 0.12428 | 0.078027 | 13.1504 | 6.8082 | 14.1288 | 0.61311 | 15.2255 | 2177.7478 | 0 | 0 | 0.74786 | 0.016168 | 0.6921 | 0.016491 | 0.41357 | 0.00091891 | 0 | 0 | 0 | 0 | 0.037622 | 0.0013744 | 0.057595 | 0.0002922 | 0 | 0 | 3.8208 | 0.22189 | 0.023708 | 0.015893 | 0.015268 | 0.00027465 | 0.015557 | 0.0010822 | 0.015265 | 0.0002922 | 0.01506 | 0.00023628 | 0.014874 | 5.5916e-05 | 0.75135
288 | 55526.9645 | 0.84671 | 0.87161 | 1.4708 | 1.8061 | 11.2084 | 1.4439 | 3.9295 | 0.6031 | 0.050597 | 0.053574 | 8.0501 | 1.4276 | 0.2841 | 0.29848 | 0.13621 | 0.3292 | 0.069071 | 0.12825 | 0.4228 | 0.20937 | 1.8547 | 2.1775 | 0.083841 | 2.0984 | 0.4361 | 0.012803 | 0.5932 | 0.43693 | 0.098024 | 0.083073 | 7.3147 | 9.6528 | 14.2227 | 0.53337 | 17.1974 | 2596.3146 | 0 | 0 | 0.83019 | 0.018823 | 0.75184 | 0.019491 | 0.49225 | 0.00091891 | 0 | 0 | 0 | 0 | 0.037662 | 0.0016266 | 0.060319 | 0.00034785 | 0 | 0 | 4.3299 | 0.26581 | 0.024932 | 0.018494 | 0.015268 | 0.00032894 | 0.015597 | 0.0012788 | 0.015265 | 0.00034785 | 0.015268 | 0.00028129 | 0.014874 | 6.6558e-05 | 0.79027
289 | 41731.271 | 0.76945 | 0.89883 | 1.4752 | 1.553 | 7.2814 | 3.3301 | 2.0698 | 1.2296 | 0.32041 | 0.035658 | 8.0064 | 2.6187 | 0.33718 | 0.30788 | 0.12949 | 0.37982 | 0.083612 | 0.15253 | 0.38696 | 0.20505 | 2.195 | 2.3035 | 0.088928 | 2.0833 | 0.40294 | 0.010332 | 0.56181 | 0.48896 | 0.10283 | 0.079875 | 10.6449 | 8.68 | 11.8961 | 0.60542 | 14.3999 | 2002.7544 | 0 | 0 | 0.74956 | 0.014904 | 0.63864 | 0.016491 | 0.39851 | 0.00091891 | 0 | 0 | 0 | 0 | 0.037624 | 0.0012452 | 0.056222 | 0.00026404 | 0 | 0 | 3.5893 | 0.20264 | 0.022516 | 0.014655 | 0.015268 | 0.00024922 | 0.015558 | 0.0009812 | 0.015265 | 0.00026404 | 0.01506 | 0.00021351 | 0.014874 | 5.0533e-05 | 0.6365
290 | 39109.7547 | 0.88127 | 0.81504 | 1.1152 | 1.7442 | 13.913 | 4.1946 | 1.3393 | 1.0577 | 0.81993 | 0.027776 | 6.1352 | 1.321 | 0.40034 | 0.28833 | 0.12882 | 0.34607 | 0.07796 | 0.14377 | 0.47505 | 0.21438 | 2.2526 | 2.637 | 0.082736 | 1.7784 | 0.51078 | 0.014988 | 0.54936 | 0.5297 | 0.11503 | 0.080444 | 8.4616 | 9.8055 | 9.1479 | 0.63702 | 13.685 | 1836.0494 | 0 | 0 | 0.77482 | 0.013823 | 0.58735 | 0.016491 | 0.39402 | 0.00091891 | 0 | 0 | 0 | 0 | 0.037416 | 0.001146 | 0.055157 | 0.0002429 | 0 | 0 | 3.3592 | 0.18399 | 0.022006 | 0.013596 | 0.01506 | 0.00022765 | 0.015559 | 0.00090306 | 0.015057 | 0.0002429 | 0.01506 | 0.00019642 | 0.014874 | 4.6479e-05 | 0.49557
291 | 47221.5181 | 0.89537 | 0.86538 | 1.0017 | 1.2061 | 11.6618 | 3.5204 | 1.7049 | 0.89418 | 0.26107 | 0.071984 | 8.3046 | 0.61201 | 0.16041 | 0.39783 | 0.14337 | 0.41248 | 0.091167 | 0.13496 | 0.47942 | 0.21157 | 2.4898 | 2.3182 | 0.094303 | 1.6574 | 0.36403 | 0.013595 | 0.56681 | 0.5931 | 0.13654 | 0.062449 | 13.1111 | 8.2491 | 14.0794 | 0.53489 | 16.4624 | 2207.1134 | 0 | 0 | 0.90467 | 0.016386 | 0.69567 | 0.016491 | 0.60136 | 0.00091891 | 0 | 0 | 0 | 0 | 0.037622 | 0.0013936 | 0.05779 | 0.00029638 | 0 | 0 | 3.859 | 0.22511 | 0.02381 | 0.016107 | 0.015268 | 0.00027908 | 0.015557 | 0.0010972 | 0.015265 | 0.00029638 | 0.01506 | 0.00023966 | 0.014874 | 5.6717e-05 | 0.88814
292 | 41350.9537 | 0.76994 | 0.77906 | 1.5449 | 1.5618 | 12.1448 | 2.6324 | 1.9738 | 0.53466 | 1.1605 | 0.038186 | 8.9425 | 2.7922 | 0.35186 | 0.33663 | 0.15317 | 0.37148 | 0.086218 | 0.13925 | 0.47414 | 0.19794 | 2.0594 | 2.2881 | 0.088762 | 1.6504 | 0.44159 | 0.014344 | 0.56527 | 0.53217 | 0.10611 | 0.071222 | 11.6481 | 7.1782 | 13.1188 | 0.64023 | 13.9514 | 1924.291 | 0 | 0 | 0.68178 | 0.014342 | 0.644 | 0.016491 | 0.38573 | 0.00091891 | 0 | 0 | 0 | 0 | 0.037624 | 0.0012009 | 0.055764 | 0.00025464 | 0 | 0 | 3.483 | 0.19396 | 0.022251 | 0.014105 | 0.01506 | 0.00023797 | 0.015559 | 0.00094626 | 0.015265 | 0.00025464 | 0.01506 | 0.00020592 | 0.014874 | 4.872e-05 | 0.57943
293 | 40566.528 | 0.97773 | 0.91081 | 1.2345 | 1.6091 | 11.7568 | 3.6398 | 2.2839 | 1.9718 | 0.4833 | 0.042705 | 9.622 | 0.78871 | 0.12602 | 0.27393 | 0.16077 | 0.33811 | 0.083307 | 0.12328 | 0.3877 | 0.17287 | 2.1063 | 2.4055 | 0.08856 | 1.6942 | 0.47459 | 0.012519 | 0.65557 | 0.43883 | 0.13404 | 0.069601 | 11.0753 | 9.0073 | 11.8425 | 0.48658 | 15.2379 | 1968.8666 | 0 | 0 | 0.80086 | 0.014598 | 0.63338 | 0.016491 | 0.60845 | 0.00091891 | 0 | 0 | 0 | 0 | 0.037624 | 0.0012147 | 0.055887 | 0.00025738 | 0 | 0 | 3.5454 | 0.19904 | 0.022372 | 0.014355 | 0.01506 | 0.00024309 | 0.015558 | 0.00095732 | 0.015265 | 0.00025738 | 0.01506 | 0.00020812 | 0.014874 | 4.926e-05 | 0.55959
294 | 39038.4396 | 0.9252 | 0.71425 | 1.188 | 1.4239 | 11.0146 | 2.1678 | 0.88335 | 1.7272 | 0.58774 | 0.067364 | 8.8697 | 3.5658 | 0.3259 | 0.35125 | 0.13518 | 0.28776 | 0.081958 | 0.13463 | 0.43795 | 0.20669 | 2.0566 | 2.3523 | 0.073336 | 2.0743 | 0.44 | 0.013526 | 0.6315 | 0.50459 | 0.12864 | 0.074247 | 12.329 | 9.9116 | 8.9075 | 0.65271 | 13.2121 | 1781.5303 | 0 | 0 | 0.7063 | 0.013447 | 0.58005 | 0.016491 | 0.37024 | 0.00091891 | 0 | 0 | 0 | 0 | 0.037416 | 0.001111 | 0.054767 | 0.00023522 | 0 | 0 | 3.2833 | 0.17794 | 0.021828 | 0.013227 | 0.01506 | 0.00022014 | 0.015559 | 0.00087573 | 0.015057 | 0.00023522 | 0.01506 | 0.00019024 | 0.014873 | 4.4983e-05 | 0.5148
295 | 42476.291 | 0.91144 | 0.72583 | 1.0475 | 1.7151 | 11.9918 | 1.5536 | 1.5868 | 1.5131 | 0.98042 | 0.071376 | 8.0225 | 1.8732 | 0.16388 | 0.35491 | 0.12085 | 0.35814 | 0.083373 | 0.11235 | 0.46212 | 0.18433 | 2.1173 | 2.2062 | 0.076526 | 1.8587 | 0.41032 | 0.013619 | 0.59482 | 0.55314 | 0.13106 | 0.063982 | 10.2886 | 7.617 | 10.8975 | 0.54509 | 14.4527 | 1929.1345 | 0 | 0 | 0.77374 | 0.014462 | 0.61975 | 0.016491 | 0.47717 | 0.00091891 | 0 | 0 | 0 | 0 | 0.037624 | 0.0012188 | 0.055985 | 0.0002589 | 0 | 0 | 3.487 | 0.19429 | 0.022308 | 0.014222 | 0.01506 | 0.00024038 | 0.015558 | 0.00095993 | 0.015265 | 0.0002589 | 0.01506 | 0.00020937 | 0.014873 | 4.9531e-05 | 0.57734
296 | 55979.9906 | 0.97484 | 0.71504 | 1.4429 | 1.4889 | 13.0796 | 2.3297 | 1.9819 | 1.8512 | 0.65792 | 0.068962 | 7.8262 | 3.0333 | 0.17072 | 0.36401 | 0.14275 | 0.30601 | 0.073272 | 0.11608 | 0.39891 | 0.17258 | 2.1828 | 2.516 | 0.082985 | 1.7997 | 0.40525 | 0.0128 | 0.51608 | 0.47243 | 0.1372 | 0.073797 | 10.547 | 7.565 | 11.6853 | 0.54412 | 16.6396 | 2501.421 | 0 | 0 | 0.75716 | 0.018181 | 0.69599 | 0.019491 | 0.52486 | 0.00091891 | 0 | 0 | 0 | 0 | 0.037662 | 0.001587 | 0.059982 | 0.00033965 | 0 | 0 | 4.2092 | 0.25521 | 0.024638 | 0.017866 | 0.015268 | 0.00031572 | 0.015597 | 0.0012474 | 0.015265 | 0.00033965 | 0.015268 | 0.00027468 | 0.014873 | 6.4972e-05 | 0.76677
297 | 47175.0869 | 0.76519 | 0.72322 | 1.1747 | 1.3234 | 6.3513 | 1.3716 | 2.5341 | 1.2476 | 0.79384 | 0.048408 | 7.2471 | 3.2678 | 0.23848 | 0.36743 | 0.14615 | 0.27079 | 0.076905 | 0.13574 | 0.50634 | 0.21025 | 2.3027 | 2.3762 | 0.087179 | 1.7549 | 0.49432 | 0.010977 | 0.65474 | 0.46472 | 0.12325 | 0.056922 | 11.4569 | 7.1003 | 15.0793 | 0.63308 | 15.2211 | 2124.7199 | 0 | 0 | 0.77083 | 0.015776 | 0.69775 | 0.016491 | 0.43463 | 0.00091891 | 0 | 0 | 0 | 0 | 0.037622 | 0.0013488 | 0.057369 | 0.00028713 | 0 | 0 | 3.751 | 0.21604 | 0.023526 | 0.015509 | 0.015268 | 0.00026674 | 0.015557 | 0.0010616 | 0.015265 | 0.00028713 | 0.01506 | 0.0002322 | 0.014873 | 5.4931e-05 | 0.66107
298 | 48849.3508 | 0.7534 | 0.77024 | 1.003 | 1.3749 | 6.3217 | 0.79017 | 3.3951 | 0.84466 | 0.43285 | 0.032601 | 6.1156 | 2.7129 | 0.30328 | 0.38312 | 0.13702 | 0.36236 | 0.067571 | 0.14873 | 0.36329 | 0.2017 | 2.6696 | 2.4898 | 0.085803 | 2.053 | 0.46445 | 0.014577 | 0.54834 | 0.45645 | 0.12464 | 0.056435 | 10.0415 | 8.2259 | 11.4237 | 0.65339 | 15.543 | 2224.8359 | 0 | 0 | 0.86116 | 0.016448 | 0.65584 | 0.016491 | 0.4229 | 0.00091891 | 0 | 0 | 0 | 0 | 0.037622 | 0.0014086 | 0.057975 | 0.00030008 | 0 | 0 | 3.8836 | 0.22719 | 0.023838 | 0.016168 | 0.015268 | 0.00028035 | 0.015557 | 0.0011085 | 0.015265 | 0.00030008 | 0.01506 | 0.00024266 | 0.014873 | 5.741e-05 | 0.76856
299 | 48063.9172 | 0.89397 | 0.75186 | 1.3597 | 1.1746 | 12.5101 | 2.8459 | 2.6239 | 1.8466 | 0.34841 | 0.020456 | 8.0636 | 0.64394 | 0.29384 | 0.37737 | 0.13381 | 0.29508 | 0.078682 | 0.15537 | 0.47273 | 0.19468 | 2.2429 | 2.622 | 0.088683 | 1.4732 | 0.51484 | 0.013012 | 0.57822 | 0.46683 | 0.1333 | 0.070055 | 9.8139 | 7.917 | 11.7771 | 0.68251 | 15.4915 | 2170.9321 | 0 | 0 | 0.74765 | 0.016149 | 0.65605 | 0.016491 | 0.52227 | 0.00091891 | 0 | 0 | 0 | 0 | 0.037622 | 0.0013823 | 0.057704 | 0.00029426 | 0 | 0 | 3.8108 | 0.22105 | 0.0237 | 0.015875 | 0.015268 | 0.00027429 | 0.015557 | 0.0010881 | 0.015265 | 0.00029426 | 0.01506 | 0.00023796 | 0.014873 | 5.6297e-05 | 0.72387
300 | 41279.3903 | 0.83586 | 0.88848 | 1.0861 | 1.8617 | 9.1287 | 3.6278 | 2.0578 | 1.4127 | 0.29012 | 0.069974 | 8.3144 | 3.8028 | 0.11309 | 0.37842 | 0.13785 | 0.36001 | 0.086939 | 0.14358 | 0.49567 | 0.20243 | 1.9676 | 2.3428 | 0.080134 | 1.7579 | 0.49 | 0.015293 | 0.59131 | 0.41857 | 0.13557 | 0.072497 | 8.3462 | 9.5693 | 12.6675 | 0.56441 | 15.0838 | 1968.3985 | 0 | 0 | 0.8383 | 0.014735 | 0.64563 | 0.016491 | 0.53779 | 0.00091891 | 0 | 0 | 0 | 0 | 0.037624 | 0.0012288 | 0.056054 | 0.00026065 | 0 | 0 | 3.5409 | 0.19868 | 0.022436 | 0.014489 | 0.01506 | 0.00024586 | 0.015558 | 0.00096814 | 0.015265 | 0.00026065 | 0.01506 | 0.00021076 | 0.014874 | 4.9883e-05 | 0.76287
301 | 47213.0098 | 0.83525 | 0.7887 | 1.2463 | 1.5746 | 11.7026 | 2.4282 | 3.813 | 1.4391 | 0.98574 | 0.076334 | 8.3744 | 1.6298 | 0.27096 | 0.31991 | 0.14078 | 0.29292 | 0.073867 | 0.13474 | 0.37233 | 0.19728 | 2.1216 | 2.391 | 0.083468 | 1.9448 | 0.41585 | 0.010942 | 0.60815 | 0.56253 | 0.11763 | 0.055642 | 8.5763 | 7.2672 | 12.8546 | 0.58721 | 15.3019 | 2156.7238 | 0 | 0 | 0.78743 | 0.016067 | 0.66911 | 0.016491 | 0.4491 | 0.00091891 | 0 | 0 | 0 | 0 | 0.037622 | 0.0013677 | 0.057551 | 0.00029112 | 0 | 0 | 3.7918 | 0.21945 | 0.023661 | 0.015795 | 0.015268 | 0.00027266 | 0.015557 | 0.0010766 | 0.015265 | 0.00029112 | 0.01506 | 0.00023542 | 0.014874 | 5.5699e-05 | 0.638
302 | 42776.9049 | 0.82265 | 0.95229 | 1.1854 | 1.1865 | 11.641 | 1.3817 | 3.0628 | 0.80191 | 0.36757 | 0.036821 | 8.129 | 2.8486 | 0.18268 | 0.39836 | 0.14248 | 0.33159 | 0.092258 | 0.13842 | 0.47106 | 0.23905 | 1.798 | 2.4288 | 0.087339 | 2.1034 | 0.48978 | 0.012461 | 0.49006 | 0.49349 | 0.11067 | 0.083788 | 13.1585 | 8.79 | 15.9791 | 0.5409 | 15.3674 | 2062.6824 | 0 | 0 | 0.85335 | 0.01542 | 0.70308 | 0.016491 | 0.46637 | 0.00091891 | 0 | 0 | 0 | 0 | 0.037623 | 0.0012886 | 0.056658 | 0.000273 | 0 | 0 | 3.6672 | 0.20907 | 0.023359 | 0.01516 | 0.015268 | 0.00025956 | 0.015558 | 0.0010156 | 0.015265 | 0.000273 | 0.01506 | 0.00022075 | 0.014874 | 5.2246e-05 | 0.90675
303 | 56754.9837 | 0.76458 | 0.75434 | 1.5246 | 1.7748 | 7.9803 | 2.8411 | 1.7195 | 0.87359 | 0.68044 | 0.040282 | 6.2428 | 3.4308 | 0.20756 | 0.32404 | 0.142 | 0.34778 | 0.094862 | 0.13151 | 0.45748 | 0.20945 | 2.0209 | 1.8862 | 0.081593 | 1.9184 | 0.46769 | 0.011954 | 0.58495 | 0.48757 | 0.12788 | 0.077383 | 6.6934 | 8.9292 | 12.4763 | 0.58211 | 16.7973 | 2562.1997 | 0 | 0 | 0.76547 | 0.018592 | 0.71954 | 0.019491 | 0.48957 | 0.00091891 | 0 | 0 | 0 | 0 | 0.037662 | 0.0016202 | 0.060296 | 0.00034696 | 0 | 0 | 4.2864 | 0.26198 | 0.024826 | 0.018267 | 0.015268 | 0.00032417 | 0.015597 | 0.0012733 | 0.015265 | 0.00034696 | 0.015268 | 0.00028058 | 0.014873 | 6.6373e-05 | 0.7367
304 | 40544.1436 | 0.93529 | 0.99775 | 1.2026 | 1.415 | 9.113 | 2.2393 | 2.0411 | 0.97674 | 0.64268 | 0.077174 | 9.819 | 3.5863 | 0.1167 | 0.34991 | 0.13278 | 0.33113 | 0.08655 | 0.11009 | 0.41401 | 0.18516 | 1.8667 | 2.3198 | 0.10141 | 2.1153 | 0.46536 | 0.011618 | 0.4918 | 0.4875 | 0.12983 | 0.063188 | 11.9771 | 7.2897 | 12.8401 | 0.42737 | 15.2165 | 1994.0267 | 0 | 0 | 0.85049 | 0.014913 | 0.65003 | 0.016491 | 0.53816 | 0.00091891 | 0 | 0 | 0 | 0 | 0.037624 | 0.0012348 | 0.056072 | 0.00026126 | 0 | 0 | 3.576 | 0.20154 | 0.02252 | 0.014664 | 0.015268 | 0.00024939 | 0.015558 | 0.00097356 | 0.015265 | 0.00026126 | 0.01506 | 0.00021126 | 0.014874 | 5.0003e-05 | 0.80034
305 | 45369.1525 | 0.93871 | 0.87549 | 1.3467 | 1.7202 | 13.2057 | 2.6225 | 2.3706 | 0.81823 | 0.60706 | 0.074849 | 8.8561 | 2.6491 | 0.35781 | 0.34166 | 0.14116 | 0.3279 | 0.072104 | 0.11739 | 0.38468 | 0.18138 | 2.3006 | 2.2726 | 0.078569 | 1.7598 | 0.40598 | 0.015866 | 0.57473 | 0.45303 | 0.13336 | 0.06867 | 11.6567 | 6.343 | 8.0654 | 0.48076 | 14.8619 | 2148.4367 | 0 | 0 | 0.79351 | 0.015887 | 0.59816 | 0.016491 | 0.41073 | 0.00091891 | 0 | 0 | 0 | 0 | 0.037623 | 0.00134 | 0.05724 | 0.00028483 | 0 | 0 | 3.7844 | 0.21883 | 0.023577 | 0.015618 | 0.015268 | 0.00026903 | 0.015557 | 0.0010551 | 0.015265 | 0.00028483 | 0.01506 | 0.00023033 | 0.014874 | 5.4503e-05 | 0.74324
306 | 50588.0772 | 0.92903 | 0.73298 | 1.1574 | 1.209 | 11.8863 | 3.3823 | 3.1493 | 0.67281 | 1.0651 | 0.050112 | 7.7021 | 2.3645 | 0.23379 | 0.38195 | 0.13173 | 0.3336 | 0.089154 | 0.14834 | 0.386 | 0.19125 | 2.4986 | 2.0736 | 0.094401 | 2.0279 | 0.37958 | 0.011356 | 0.56966 | 0.49355 | 0.13753 | 0.078139 | 8.169 | 8.4981 | 14.7635 | 0.65463 | 15.8911 | 2268.1628 | 0 | 0 | 0.80328 | 0.016771 | 0.71225 | 0.016491 | 0.45508 | 0.00091891 | 0 | 0 | 0 | 0 | 0.037663 | 0.0014469 | 0.058583 | 0.00030858 | 0 | 0 | 3.9393 | 0.23192 | 0.023988 | 0.016484 | 0.015268 | 0.0002869 | 0.015598 | 0.0011383 | 0.015265 | 0.00030858 | 0.015268 | 0.00024955 | 0.014873 | 5.9036e-05 | 0.74851
307 | 45950.0764 | 0.79062 | 0.97311 | 1.0364 | 1.4089 | 16.4881 | 3.4806 | 3.9228 | 0.70057 | 0.2134 | 0.040698 | 7.455 | 0.69522 | 0.23268 | 0.36905 | 0.12315 | 0.38129 | 0.097316 | 0.11682 | 0.40171 | 0.18781 | 2.0409 | 2.2387 | 0.095928 | 1.8673 | 0.40481 | 0.015285 | 0.58509 | 0.48943 | 0.1329 | 0.084715 | 10.5734 | 8.083 | 13.5041 | 0.4416 | 16.0834 | 2221.4349 | 0 | 0 | 0.9411 | 0.016458 | 0.68894 | 0.016491 | 0.47941 | 0.00091891 | 0 | 0 | 0 | 0 | 0.037622 | 0.0013855 | 0.057675 | 0.00029421 | 0 | 0 | 3.879 | 0.2268 | 0.023843 | 0.016177 | 0.015268 | 0.00028057 | 0.015557 | 0.0010912 | 0.015265 | 0.00029421 | 0.01506 | 0.0002379 | 0.014874 | 5.6306e-05 | 0.92708
308 | 43544.9504 | 0.95796 | 0.80348 | 1.3178 | 1.2896 | 9.7134 | 1.7057 | 2.755 | 1.8673 | 0.22241 | 0.026865 | 8.3169 | 1.3111 | 0.12449 | 0.27959 | 0.12501 | 0.35854 | 0.077909 | 0.13155 | 0.46496 | 0.21276 | 2.3445 | 2.1257 | 0.083182 | 2.0017 | 0.52838 | 0.01114 | 0.51702 | 0.57564 | 0.11426 | 0.06755 | 11.2305 | 9.7897 | 11.888 | 0.58919 | 15.0857 | 2017.8413 | 0 | 0 | 0.75198 | 0.015071 | 0.64139 | 0.016491 | 0.55473 | 0.00091891 | 0 | 0 | 0 | 0 | 0.037623 | 0.0012703 | 0.056508 | 0.00026957 | 0 | 0 | 3.6076 | 0.20415 | 0.022594 | 0.014819 | 0.015268 | 0.00025255 | 0.015558 | 0.0010007 | 0.015265 | 0.00026957 | 0.01506 | 0.00021799 | 0.014874 | 5.158e-05 | 0.52587
309 | 49626.188 | 0.93191 | 0.92672 | 1.0203 | 1.1729 | 14.8323 | 3.1084 | 2.9677 | 1.0767 | 0.31533 | 0.030132 | 9.8605 | 3.5773 | 0.3634 | 0.27875 | 0.13663 | 0.31376 | 0.074094 | 0.12444 | 0.43398 | 0.16933 | 2.225 | 2.4637 | 0.075135 | 2.1006 | 0.50973 | 0.012525 | 0.52814 | 0.39656 | 0.11577 | 0.063534 | 8.394 | 6.7854 | 8.693 | 0.49277 | 16.0446 | 2377.7695 | 0 | 0 | 0.9525 | 0.017356 | 0.63892 | 0.019491 | 0.40939 | 0.00091891 | 0 | 0 | 0 | 0 | 0.037663 | 0.0014785 | 0.058833 | 0.00031458 | 0 | 0 | 4.0513 | 0.24152 | 0.024259 | 0.017057 | 0.015268 | 0.0002988 | 0.015598 | 0.0011639 | 0.015265 | 0.00031458 | 0.015268 | 0.00025438 | 0.014874 | 6.0199e-05 | 0.71153
310 | 47932.8662 | 0.9848 | 0.83441 | 1.3382 | 1.3944 | 8.9399 | 3.1807 | 3.556 | 1.2982 | 0.98345 | 0.043555 | 8.6556 | 1.1545 | 0.30206 | 0.29488 | 0.13731 | 0.32533 | 0.082709 | 0.13816 | 0.41387 | 0.21965 | 2.6226 | 2.3464 | 0.088225 | 1.4975 | 0.51461 | 0.014291 | 0.54816 | 0.55524 | 0.10023 | 0.076779 | 14.221 | 8.3787 | 10.9387 | 0.59989 | 15.4474 | 2217.3568 | 0 | 0 | 0.79315 | 0.016464 | 0.6494 | 0.016491 | 0.45358 | 0.00091891 | 0 | 0 | 0 | 0 | 0.037622 | 0.0014021 | 0.057888 | 0.00029838 | 0 | 0 | 3.8722 | 0.22623 | 0.023846 | 0.016183 | 0.015268 | 0.00028068 | 0.015557 | 0.0011037 | 0.015265 | 0.00029838 | 0.01506 | 0.00024129 | 0.014874 | 5.7093e-05 | 0.63903
311 | 53406.3726 | 0.96672 | 0.9023 | 1.2447 | 1.6951 | 11.3634 | 4.2455 | 3.4133 | 1.8228 | 1.1118 | 0.055854 | 7.2092 | 3.7077 | 0.25122 | 0.34499 | 0.14747 | 0.35383 | 0.090334 | 0.13435 | 0.41245 | 0.19593 | 2.055 | 2.2222 | 0.086162 | 1.9731 | 0.34984 | 0.012524 | 0.59182 | 0.4514 | 0.13373 | 0.07475 | 13.6827 | 7.4144 | 9.9299 | 0.50705 | 16.6893 | 2527.1258 | 0 | 0 | 0.89113 | 0.01836 | 0.67106 | 0.019491 | 0.46126 | 0.00091891 | 0 | 0 | 0 | 0 | 0.037662 | 0.0015777 | 0.059834 | 0.00033686 | 0 | 0 | 4.2425 | 0.25812 | 0.02472 | 0.018041 | 0.015268 | 0.00031942 | 0.015597 | 0.0012408 | 0.015265 | 0.00033686 | 0.015268 | 0.0002724 | 0.014874 | 6.4459e-05 | 0.91682
312 | 47253.3717 | 0.97792 | 0.90558 | 1.3361 | 1.8399 | 11.3345 | 4.0991 | 3.5202 | 1.3713 | 0.77772 | 0.028006 | 9.2623 | 1.6684 | 0.24999 | 0.29164 | 0.13899 | 0.3342 | 0.067769 | 0.12395 | 0.45857 | 0.20632 | 2.3324 | 2.7375 | 0.10095 | 2.0491 | 0.40564 | 0.012131 | 0.4306 | 0.55791 | 0.14782 | 0.071999 | 12.4458 | 9.6364 | 13.0492 | 0.48273 | 15.7877 | 2238.2196 | 0 | 0 | 0.82419 | 0.016573 | 0.68496 | 0.016491 | 0.46727 | 0.00091891 | 0 | 0 | 0 | 0 | 0.037622 | 0.0014034 | 0.057895 | 0.00029873 | 0 | 0 | 3.9007 | 0.22864 | 0.023896 | 0.01629 | 0.015268 | 0.00028293 | 0.015557 | 0.0011047 | 0.015265 | 0.00029873 | 0.01506 | 0.00024156 | 0.014874 | 5.7167e-05 | 0.6889
313 | 39593.1024 | 0.94865 | 0.84842 | 1.537 | 1.8735 | 9.3251 | 1.4298 | 2.1766 | 0.75707 | 0.17454 | 0.022289 | 9.0706 | 3.4706 | 0.3694 | 0.31081 | 0.15359 | 0.3319 | 0.085832 | 0.14897 | 0.36814 | 0.18902 | 2.4484 | 2.1468 | 0.10307 | 1.6099 | 0.51192 | 0.011809 | 0.55344 | 0.48537 | 0.13818 | 0.072988 | 9.4017 | 6.0095 | 15.3793 | 0.60073 | 13.8561 | 1874.0742 | 0 | 0 | 0.701 | 0.014086 | 0.66544 | 0.016491 | 0.37172 | 0.00091891 | 0 | 0 | 0 | 0 | 0.037416 | 0.001168 | 0.055392 | 0.00024751 | 0 | 0 | 3.4119 | 0.18821 | 0.02213 | 0.013853 | 0.01506 | 0.00023289 | 0.015559 | 0.00092047 | 0.015057 | 0.00024751 | 0.01506 | 0.00020014 | 0.014874 | 4.7362e-05 | 0.5678
314 | 46267.1453 | 0.87338 | 0.94729 | 0.99366 | 1.1263 | 5.9232 | 2.1824 | 0.82619 | 1.8373 | 1.0022 | 0.063484 | 8.2842 | 3.8699 | 0.36247 | 0.39557 | 0.16024 | 0.29568 | 0.078746 | 0.12094 | 0.4455 | 0.1894 | 2.2218 | 2.3778 | 0.072044 | 1.4336 | 0.46434 | 0.012165 | 0.52418 | 0.50652 | 0.1172 | 0.070606 | 10.3298 | 9.4186 | 11.0537 | 0.47447 | 15.6101 | 2217.5456 | 0 | 0 | 0.94628 | 0.016447 | 0.65102 | 0.016491 | 0.39929 | 0.00091891 | 0 | 0 | 0 | 0 | 0.037622 | 0.0013893 | 0.057716 | 0.00029502 | 0 | 0 | 3.8733 | 0.22632 | 0.023838 | 0.016167 | 0.015268 | 0.00028032 | 0.015557 | 0.0010943 | 0.015265 | 0.00029502 | 0.01506 | 0.00023856 | 0.014874 | 5.6461e-05 | 0.9675
315 | 49333.0016 | 0.93216 | 0.93878 | 1.4992 | 1.4864 | 10.1599 | 1.4009 | 0.96621 | 0.62909 | 1.17 | 0.036923 | 8.4083 | 3.5164 | 0.16629 | 0.40448 | 0.15546 | 0.36368 | 0.070515 | 0.11641 | 0.36974 | 0.2258 | 2.4042 | 1.8851 | 0.071169 | 1.999 | 0.43543 | 0.010282 | 0.62942 | 0.47405 | 0.12092 | 0.068203 | 10.843 | 7.9819 | 12.765 | 0.44844 | 16.3565 | 2373.3561 | 0 | 0 | 0.81652 | 0.017327 | 0.70297 | 0.019491 | 0.50914 | 0.00091891 | 0 | 0 | 0 | 0 | 0.037663 | 0.0014721 | 0.058774 | 0.00031332 | 0 | 0 | 4.0457 | 0.24103 | 0.024245 | 0.017028 | 0.015268 | 0.00029825 | 0.015598 | 0.0011588 | 0.015265 | 0.00031332 | 0.015268 | 0.00025336 | 0.014874 | 5.9957e-05 | 1.0429
316 | 54633.2391 | 0.93896 | 0.92155 | 1.5468 | 1.2012 | 11.5993 | 4.0774 | 3.4942 | 0.77516 | 1.1022 | 0.03269 | 6.2183 | 2.9348 | 0.39875 | 0.38492 | 0.12892 | 0.32836 | 0.090784 | 0.11425 | 0.47231 | 0.19737 | 1.7452 | 2.1688 | 0.08401 | 1.8402 | 0.43269 | 0.014572 | 0.63913 | 0.51981 | 0.10068 | 0.072607 | 12.0561 | 8.7125 | 11.2545 | 0.46307 | 16.7036 | 2594.037 | 0 | 0 | 0.8326 | 0.018803 | 0.70315 | 0.019491 | 0.41762 | 0.00091891 | 0 | 0 | 0 | 0 | 0.037662 | 0.0016226 | 0.060247 | 0.00034634 | 0 | 0 | 4.3272 | 0.26558 | 0.024923 | 0.018475 | 0.015268 | 0.00032847 | 0.015597 | 0.0012762 | 0.015265 | 0.00034634 | 0.015268 | 0.00028006 | 0.014874 | 6.628e-05 | 1.0743
317 | 47147.4135 | 0.93749 | 0.83908 | 1.283 | 1.4084 | 12.5053 | 2.1341 | 0.54663 | 0.66585 | 0.16661 | 0.051735 | 6.2558 | 3.9562 | 0.29866 | 0.36012 | 0.13634 | 0.33488 | 0.091403 | 0.12773 | 0.41252 | 0.23499 | 2.3677 | 1.9993 | 0.073407 | 1.8823 | 0.41238 | 0.011395 | 0.47014 | 0.42753 | 0.13021 | 0.067595 | 9.0873 | 8.3421 | 11.09 | 0.5315 | 15.1733 | 2182.1882 | 0 | 0 | 0.80357 | 0.016258 | 0.64845 | 0.016491 | 0.40791 | 0.00091891 | 0 | 0 | 0 | 0 | 0.037622 | 0.0013807 | 0.057664 | 0.00029364 | 0 | 0 | 3.8251 | 0.22225 | 0.02375 | 0.015981 | 0.015268 | 0.0002765 | 0.015557 | 0.001087 | 0.015265 | 0.00029364 | 0.01506 | 0.00023745 | 0.014874 | 5.6185e-05 | 0.77277
318 | 50466.9044 | 0.97859 | 0.90052 | 1.0319 | 1.5399 | 8.0873 | 2.3093 | 1.4264 | 1.7818 | 0.4431 | 0.020202 | 6.2924 | 3.6836 | 0.36355 | 0.36629 | 0.14915 | 0.33568 | 0.070747 | 0.13604 | 0.468 | 0.19373 | 2.3478 | 2.3 | 0.094751 | 1.7344 | 0.45674 | 0.011582 | 0.59254 | 0.57142 | 0.11839 | 0.076098 | 13.4071 | 9.0831 | 8.2337 | 0.52999 | 16.0292 | 2391.3965 | 0 | 0 | 0.93962 | 0.017489 | 0.63434 | 0.019491 | 0.40818 | 0.00091891 | 0 | 0 | 0 | 0 | 0.037663 | 0.0014944 | 0.059014 | 0.0003185 | 0 | 0 | 4.0677 | 0.24293 | 0.02432 | 0.017187 | 0.015268 | 0.00030156 | 0.015598 | 0.0011759 | 0.015265 | 0.0003185 | 0.015268 | 0.00025755 | 0.014874 | 6.095e-05 | 0.91765
319 | 43153.7314 | 0.98968 | 0.85398 | 1.3363 | 1.584 | 11.1226 | 2.1753 | 2.711 | 0.87404 | 0.18317 | 0.073779 | 8.667 | 2.1204 | 0.17865 | 0.31819 | 0.11025 | 0.36009 | 0.072063 | 0.10686 | 0.39842 | 0.20158 | 2.4494 | 2.362 | 0.072876 | 1.8455 | 0.47044 | 0.014195 | 0.55707 | 0.40988 | 0.12805 | 0.073689 | 9.7013 | 7.7407 | 8.765 | 0.46658 | 14.7038 | 2033.8254 | 0 | 0 | 0.76916 | 0.015153 | 0.59877 | 0.016491 | 0.47794 | 0.00091891 | 0 | 0 | 0 | 0 | 0.037623 | 0.0012718 | 0.056518 | 0.00026991 | 0 | 0 | 3.6301 | 0.206 | 0.022633 | 0.014899 | 0.015268 | 0.00025422 | 0.015558 | 0.0010019 | 0.015265 | 0.00026991 | 0.01506 | 0.00021827 | 0.014874 | 5.1649e-05 | 0.63863
320 | 35807.2856 | 0.9973 | 0.93335 | 1.2651 | 1.6872 | 12.8962 | 1.6226 | 1.4612 | 0.91822 | 0.70777 | 0.076731 | 8.2638 | 3.8551 | 0.40697 | 0.37472 | 0.14567 | 0.37785 | 0.078363 | 0.12273 | 0.45115 | 0.19949 | 1.9103 | 2.0204 | 0.088732 | 2.1429 | 0.47522 | 0.010561 | 0.46146 | 0.55638 | 0.10336 | 0.055924 | 10.1182 | 6.4639 | 8.5148 | 0.51538 | 13.3199 | 1780.2551 | 0 | 0 | 0.76368 | 0.013242 | 0.57248 | 0.016491 | 0.36746 | 0.00091891 | 0 | 0 | 0 | 0 | 0.037416 | 0.0010784 | 0.054201 | 0.00022828 | 0 | 0 | 3.2874 | 0.17827 | 0.021731 | 0.013026 | 0.01506 | 0.00021612 | 0.015559 | 0.00085014 | 0.015057 | 0.00022828 | 0.014888 | 0.00018459 | 0.014874 | 4.3691e-05 | 0.69646
321 | 49309.9059 | 0.89312 | 0.83798 | 1.3538 | 1.1576 | 14.6521 | 4.0462 | 2.8702 | 1.3536 | 0.89721 | 0.052982 | 9.8744 | 2.9749 | 0.13568 | 0.32115 | 0.14494 | 0.34979 | 0.08376 | 0.11025 | 0.46189 | 0.24327 | 2.3853 | 2.4595 | 0.072243 | 1.9198 | 0.41457 | 0.013829 | 0.66109 | 0.52713 | 0.14293 | 0.07241 | 13.5655 | 6.4087 | 8.6834 | 0.45696 | 15.9282 | 2282.0242 | 0 | 0 | 0.80048 | 0.016878 | 0.62278 | 0.016491 | 0.54482 | 0.00091891 | 0 | 0 | 0 | 0 | 0.037664 | 0.0014428 | 0.058293 | 0.00030711 | 0 | 0 | 3.9574 | 0.23347 | 0.024038 | 0.016589 | 0.015268 | 0.00028907 | 0.015598 | 0.0011356 | 0.015265 | 0.00030711 | 0.01506 | 0.00024834 | 0.014874 | 5.8762e-05 | 0.71967
322 | 43864.9051 | 0.7568 | 0.99263 | 1.501 | 1.8168 | 10.5998 | 3.9497 | 0.83754 | 1.771 | 0.20304 | 0.035188 | 9.2306 | 1.5894 | 0.16845 | 0.39625 | 0.14147 | 0.29766 | 0.064579 | 0.11892 | 0.45208 | 0.19906 | 2.2156 | 2.3656 | 0.10131 | 1.8298 | 0.38614 | 0.011382 | 0.65795 | 0.55814 | 0.11247 | 0.07719 | 12.5336 | 8.301 | 13.5679 | 0.45043 | 15.6297 | 2150.9164 | 0 | 0 | 0.80141 | 0.015909 | 0.67626 | 0.016491 | 0.51782 | 0.00091891 | 0 | 0 | 0 | 0 | 0.037623 | 0.0013298 | 0.057104 | 0.00028229 | 0 | 0 | 3.7879 | 0.21913 | 0.023588 | 0.01564 | 0.015268 | 0.0002695 | 0.015557 | 0.0010475 | 0.015265 | 0.00028229 | 0.01506 | 0.00022826 | 0.014874 | 5.4027e-05 | 0.97427
323 | 53522.9181 | 0.82964 | 0.74669 | 1.3954 | 1.1889 | 14.1886 | 2.6763 | 3.2922 | 1.5494 | 0.32497 | 0.065312 | 8.9204 | 0.79701 | 0.25499 | 0.34301 | 0.14143 | 0.28898 | 0.069975 | 0.11264 | 0.46604 | 0.21033 | 2.5454 | 2.2831 | 0.091571 | 1.5408 | 0.52253 | 0.015475 | 0.66573 | 0.5585 | 0.11678 | 0.059315 | 13.0851 | 7.9039 | 9.8412 | 0.53467 | 16.2237 | 2407.8508 | 0 | 0 | 0.77015 | 0.017655 | 0.6602 | 0.019491 | 0.52207 | 0.00091891 | 0 | 0 | 0 | 0 | 0.037663 | 0.0015321 | 0.059427 | 0.00032722 | 0 | 0 | 4.0869 | 0.24458 | 0.024396 | 0.01735 | 0.015268 | 0.00030491 | 0.015597 | 0.0012049 | 0.015265 | 0.00032722 | 0.015268 | 0.00026462 | 0.014873 | 6.2603e-05 | 0.72676
324 | 46525.2779 | 0.82175 | 0.96136 | 0.98148 | 1.8119 | 7.8609 | 1.6962 | 3.2615 | 1.2205 | 0.62098 | 0.049111 | 8.0556 | 2.8027 | 0.37556 | 0.34664 | 0.14285 | 0.31258 | 0.080494 | 0.12495 | 0.50676 | 0.19887 | 2.1531 | 1.9713 | 0.099596 | 1.8959 | 0.41653 | 0.015111 | 0.58557 | 0.50038 | 0.13417 | 0.068812 | 12.473 | 8.6195 | 15.6278 | 0.46606 | 16.0511 | 2246.5176 | 0 | 0 | 0.96145 | 0.01658 | 0.72082 | 0.016491 | 0.40666 | 0.00091891 | 0 | 0 | 0 | 0 | 0.037622 | 0.0013976 | 0.057817 | 0.00029722 | 0 | 0 | 3.9131 | 0.22969 | 0.0239 | 0.016297 | 0.015268 | 0.00028308 | 0.015557 | 0.0011003 | 0.015265 | 0.00029722 | 0.01506 | 0.00024034 | 0.014874 | 5.688e-05 | 0.86837
325 | 47447.2107 | 0.91581 | 0.8796 | 1.0457 | 1.4941 | 8.4759 | 2.6505 | 2.4506 | 1.9411 | 0.71369 | 0.037062 | 9.7771 | 2.0116 | 0.19663 | 0.3534 | 0.14753 | 0.29941 | 0.071493 | 0.1446 | 0.48459 | 0.21415 | 2.3914 | 2.0231 | 0.09704 | 1.886 | 0.43468 | 0.014228 | 0.4699 | 0.47421 | 0.10255 | 0.074495 | 9.6742 | 7.9844 | 11.2021 | 0.59403 | 15.8913 | 2234.9557 | 0 | 0 | 0.89849 | 0.01651 | 0.65362 | 0.016491 | 0.48134 | 0.00091891 | 0 | 0 | 0 | 0 | 0.037622 | 0.0014004 | 0.057858 | 0.00029787 | 0 | 0 | 3.8975 | 0.22837 | 0.023867 | 0.016228 | 0.015268 | 0.00028162 | 0.015557 | 0.0011025 | 0.015265 | 0.00029787 | 0.01506 | 0.00024087 | 0.014874 | 5.6997e-05 | 0.80852
326 | 37731.2473 | 0.89238 | 0.73735 | 1.2937 | 1.8458 | 12.676 | 2.542 | 1.6676 | 0.95088 | 0.30903 | 0.059145 | 7.5209 | 1.2363 | 0.26803 | 0.36756 | 0.13842 | 0.32977 | 0.085697 | 0.14185 | 0.42899 | 0.18611 | 2.1968 | 2.2404 | 0.095031 | 2.2546 | 0.44264 | 0.014936 | 0.53152 | 0.56106 | 0.1249 | 0.064433 | 7.8687 | 7.8681 | 10.3649 | 0.6772 | 13.2098 | 1739.3024 | 0 | 0 | 0.68512 | 0.013153 | 0.59134 | 0.016491 | 0.40677 | 0.00091891 | 0 | 0 | 0 | 0 | 0.037416 | 0.001087 | 0.054526 | 0.00023073 | 0 | 0 | 3.2239 | 0.17326 | 0.021688 | 0.012938 | 0.01506 | 0.00021435 | 0.015559 | 0.00085626 | 0.015057 | 0.00023073 | 0.01506 | 0.00018659 | 0.014873 | 4.4146e-05 | 0.54105
327 | 46201.4984 | 0.91746 | 0.91339 | 0.98124 | 1.7314 | 13.2046 | 3.0707 | 1.13 | 1.3037 | 0.16434 | 0.045464 | 7.9764 | 1.9056 | 0.29212 | 0.38728 | 0.13541 | 0.32099 | 0.085282 | 0.11282 | 0.51573 | 0.18231 | 2.566 | 2.1841 | 0.091237 | 1.7385 | 0.49356 | 0.012535 | 0.51542 | 0.55721 | 0.12322 | 0.059955 | 6.4316 | 7.5961 | 10.9565 | 0.46088 | 15.5634 | 2183.5174 | 0 | 0 | 0.93154 | 0.016291 | 0.64692 | 0.016491 | 0.42865 | 0.00091891 | 0 | 0 | 0 | 0 | 0.037622 | 0.0013746 | 0.05759 | 0.00029226 | 0 | 0 | 3.8265 | 0.22237 | 0.023765 | 0.016013 | 0.015268 | 0.0002772 | 0.015557 | 0.0010823 | 0.015265 | 0.00029226 | 0.01506 | 0.00023634 | 0.014874 | 5.5929e-05 | 0.90394
328 | 41389.366 | 0.75319 | 0.71938 | 1.3869 | 1.1523 | 11.8044 | 2.6676 | 3.2168 | 0.85287 | 0.6465 | 0.021807 | 6.3086 | 1.4842 | 0.40587 | 0.39119 | 0.10968 | 0.3913 | 0.074839 | 0.12817 | 0.50607 | 0.20351 | 2.654 | 2.463 | 0.08932 | 1.8484 | 0.3683 | 0.01382 | 0.57412 | 0.45175 | 0.12813 | 0.076589 | 8.7753 | 9.7067 | 15.7356 | 0.61896 | 13.9226 | 1881.8282 | 0 | 0 | 0.68337 | 0.014136 | 0.67144 | 0.016491 | 0.38677 | 0.00091891 | 0 | 0 | 0 | 0 | 0.037624 | 0.0011899 | 0.055651 | 0.00025229 | 0 | 0 | 3.4221 | 0.18904 | 0.022154 | 0.013902 | 0.01506 | 0.00023383 | 0.015559 | 0.00093757 | 0.015265 | 0.00025229 | 0.01506 | 0.00020402 | 0.014873 | 4.8269e-05 | 0.61379
329 | 47347.1786 | 0.92705 | 0.89765 | 1.3477 | 1.6388 | 14.3929 | 3.9377 | 1.0692 | 1.2837 | 0.19783 | 0.077605 | 7.7257 | 3.7964 | 0.20175 | 0.28404 | 0.15595 | 0.37002 | 0.079256 | 0.12516 | 0.46197 | 0.1937 | 2.2697 | 2.1672 | 0.080719 | 2.0896 | 0.47963 | 0.014259 | 0.47968 | 0.47639 | 0.1082 | 0.071264 | 13.177 | 6.1895 | 15.507 | 0.5211 | 15.8452 | 2226.9554 | 0 | 0 | 0.81811 | 0.016561 | 0.71814 | 0.016491 | 0.46197 | 0.00091891 | 0 | 0 | 0 | 0 | 0.037622 | 0.0014034 | 0.05789 | 0.00029859 | 0 | 0 | 3.8842 | 0.22725 | 0.023891 | 0.016278 | 0.015268 | 0.00028267 | 0.015557 | 0.0011048 | 0.015265 | 0.00029859 | 0.01506 | 0.00024146 | 0.014874 | 5.7139e-05 | 0.66497
330 | 46437.0477 | 0.90159 | 0.97233 | 1.3692 | 1.7489 | 16.05 | 3.2901 | 1.4671 | 0.64477 | 1.1643 | 0.079742 | 8.8528 | 3.9491 | 0.14846 | 0.37407 | 0.11732 | 0.33738 | 0.092136 | 0.12798 | 0.45353 | 0.21059 | 2.2001 | 2.3689 | 0.077511 | 2.1507 | 0.4091 | 0.011287 | 0.64079 | 0.5267 | 0.12272 | 0.059683 | 10.9627 | 6.7084 | 15.8968 | 0.47482 | 16.216 | 2242.8149 | 0 | 0 | 0.84201 | 0.016604 | 0.72455 | 0.016491 | 0.52021 | 0.00091891 | 0 | 0 | 0 | 0 | 0.037622 | 0.001402 | 0.057865 | 0.00029827 | 0 | 0 | 3.9069 | 0.22917 | 0.023911 | 0.01632 | 0.015268 | 0.00028356 | 0.015557 | 0.0011037 | 0.015265 | 0.00029827 | 0.01506 | 0.00024118 | 0.014874 | 5.7089e-05 | 0.94886
331 | 46777.1656 | 0.94248 | 0.93297 | 1.5039 | 1.7773 | 13.8588 | 1.7201 | 3.769 | 1.7484 | 0.26491 | 0.071884 | 7.9722 | 1.7706 | 0.20501 | 0.34841 | 0.16869 | 0.3203 | 0.071841 | 0.12233 | 0.4443 | 0.21503 | 2.4438 | 2.2706 | 0.093022 | 1.6455 | 0.4081 | 0.012049 | 0.59152 | 0.51828 | 0.12565 | 0.07962 | 11.7877 | 7.3754 | 12.705 | 0.47249 | 15.8076 | 2244.0741 | 0 | 0 | 0.79522 | 0.016538 | 0.67481 | 0.016491 | 0.49404 | 0.00091891 | 0 | 0 | 0 | 0 | 0.037622 | 0.0013971 | 0.05782 | 0.0002972 | 0 | 0 | 3.9104 | 0.22947 | 0.02388 | 0.016256 | 0.015268 | 0.00028223 | 0.015557 | 0.0010999 | 0.015265 | 0.0002972 | 0.01506 | 0.00024033 | 0.014874 | 5.6876e-05 | 0.84535
332 | 46145.4006 | 0.83612 | 0.88634 | 1.1253 | 1.138 | 10.8369 | 1.9401 | 3.5037 | 1.1003 | 0.584 | 0.028938 | 8.0138 | 2.3677 | 0.24638 | 0.29358 | 0.12222 | 0.3099 | 0.090148 | 0.12337 | 0.49549 | 0.16656 | 2.1831 | 2.1892 | 0.09294 | 2.0931 | 0.50444 | 0.010165 | 0.65415 | 0.52802 | 0.13471 | 0.080466 | 10.4096 | 7.9124 | 11.3994 | 0.48983 | 15.3859 | 2162.2287 | 0 | 0 | 0.86517 | 0.016163 | 0.65114 | 0.016491 | 0.43747 | 0.00091891 | 0 | 0 | 0 | 0 | 0.037622 | 0.0013666 | 0.057495 | 0.00029019 | 0 | 0 | 3.7978 | 0.21996 | 0.023706 | 0.015888 | 0.015268 | 0.00027456 | 0.015557 | 0.0010765 | 0.015265 | 0.00029019 | 0.01506 | 0.00023466 | 0.014874 | 5.5529e-05 | 0.65944
333 | 45681.2582 | 0.78694 | 0.84856 | 0.95968 | 1.2583 | 8.2561 | 2.4374 | 1.5267 | 1.7242 | 0.33858 | 0.038241 | 8.5378 | 3.0849 | 0.22099 | 0.33211 | 0.14516 | 0.29363 | 0.092605 | 0.14959 | 0.4487 | 0.21185 | 2.2533 | 2.6566 | 0.095496 | 1.6567 | 0.38232 | 0.014391 | 0.60479 | 0.47954 | 0.10595 | 0.058809 | 7.3794 | 6.9788 | 13.6179 | 0.62013 | 15.516 | 2134.9572 | 0 | 0 | 0.89838 | 0.015871 | 0.67592 | 0.016491 | 0.44497 | 0.00091891 | 0 | 0 | 0 | 0 | 0.037623 | 0.001343 | 0.057266 | 0.0002853 | 0 | 0 | 3.7644 | 0.21716 | 0.02357 | 0.015602 | 0.015268 | 0.00026866 | 0.015557 | 0.0010577 | 0.015265 | 0.0002853 | 0.01506 | 0.00023071 | 0.014874 | 5.4592e-05 | 0.70009
334 | 45812.8894 | 0.7819 | 0.76916 | 1.0192 | 1.4507 | 10.537 | 3.6029 | 1.8067 | 0.6912 | 1.1784 | 0.04486 | 7.9251 | 3.3995 | 0.29008 | 0.37688 | 0.1198 | 0.36048 | 0.078408 | 0.13113 | 0.52412 | 0.18882 | 1.9376 | 1.9812 | 0.085172 | 2.0943 | 0.42876 | 0.014461 | 0.62139 | 0.51833 | 0.1389 | 0.057683 | 8.2254 | 9.146 | 8.1952 | 0.57391 | 14.7529 | 2092.8941 | 0 | 0 | 0.83241 | 0.015583 | 0.59703 | 0.016491 | 0.40675 | 0.00091891 | 0 | 0 | 0 | 0 | 0.037623 | 0.0013225 | 0.057078 | 0.00028118 | 0 | 0 | 3.7082 | 0.21247 | 0.023436 | 0.015321 | 0.015268 | 0.00026287 | 0.015557 | 0.0010413 | 0.015265 | 0.00028118 | 0.01506 | 0.00022739 | 0.014873 | 5.3795e-05 | 0.70779
335 | 45421.0012 | 0.80455 | 0.82217 | 1.1739 | 1.6188 | 7.7041 | 1.7848 | 3.3647 | 0.6749 | 0.33106 | 0.072582 | 7.3603 | 0.93526 | 0.43882 | 0.40387 | 0.13067 | 0.33593 | 0.087043 | 0.14131 | 0.44451 | 0.20885 | 2.5566 | 2.6187 | 0.093373 | 1.6494 | 0.42126 | 0.013296 | 0.5762 | 0.39186 | 0.11608 | 0.06713 | 12.872 | 7.6517 | 10.198 | 0.60206 | 15.0236 | 2107.1436 | 0 | 0 | 0.81141 | 0.015688 | 0.62825 | 0.016491 | 0.44456 | 0.00091891 | 0 | 0 | 0 | 0 | 0.037623 | 0.0013272 | 0.05712 | 0.00028219 | 0 | 0 | 3.7272 | 0.21405 | 0.023484 | 0.015423 | 0.015268 | 0.00026499 | 0.015557 | 0.001045 | 0.015265 | 0.00028219 | 0.01506 | 0.00022819 | 0.014874 | 5.3994e-05 | 0.81465
336 | 39819.6675 | 0.79136 | 0.92608 | 1.3184 | 1.3952 | 5.8247 | 4.3052 | 0.72181 | 0.65519 | 0.93116 | 0.02827 | 9.8914 | 2.5674 | 0.38963 | 0.29417 | 0.13247 | 0.34824 | 0.08554 | 0.11136 | 0.46544 | 0.18452 | 2.1139 | 2.0454 | 0.088417 | 1.587 | 0.41877 | 0.011377 | 0.51851 | 0.52192 | 0.1153 | 0.069418 | 7.1334 | 8.8725 | 13.3021 | 0.46112 | 14.1839 | 1923.6324 | 0 | 0 | 0.78102 | 0.014432 | 0.64809 | 0.016491 | 0.3817 | 0.00091891 | 0 | 0 | 0 | 0 | 0.037624 | 0.0011959 | 0.055663 | 0.00025299 | 0 | 0 | 3.4799 | 0.19371 | 0.022294 | 0.014193 | 0.01506 | 0.00023976 | 0.015559 | 0.0009429 | 0.015265 | 0.00025299 | 0.01506 | 0.00020457 | 0.014874 | 4.8417e-05 | 0.60203
337 | 48486.1197 | 0.94499 | 0.76696 | 1.2859 | 1.7723 | 9.6946 | 1.2769 | 1.6009 | 1.7688 | 1.0154 | 0.047821 | 7.1935 | 3.4262 | 0.21775 | 0.3293 | 0.12466 | 0.3574 | 0.074742 | 0.12828 | 0.40408 | 0.21942 | 2.3609 | 2.3381 | 0.086089 | 1.9537 | 0.46575 | 0.013348 | 0.56143 | 0.4011 | 0.11829 | 0.067658 | 10.8986 | 7.6466 | 9.9579 | 0.58548 | 15.2862 | 2202.7373 | 0 | 0 | 0.77484 | 0.016331 | 0.63383 | 0.016491 | 0.45097 | 0.00091891 | 0 | 0 | 0 | 0 | 0.037622 | 0.0013982 | 0.057886 | 0.00029817 | 0 | 0 | 3.8536 | 0.22466 | 0.023784 | 0.016053 | 0.015268 | 0.00027802 | 0.015557 | 0.0011 | 0.015265 | 0.00029817 | 0.01506 | 0.00024112 | 0.014874 | 5.7051e-05 | 0.65251
338 | 52000.0665 | 0.91084 | 0.87438 | 1.0005 | 1.3688 | 8.2485 | 2.1557 | 1.4812 | 1.2686 | 0.66148 | 0.0367 | 8.4529 | 1.2454 | 0.31751 | 0.3699 | 0.13749 | 0.35443 | 0.08196 | 0.15614 | 0.45679 | 0.16558 | 2.3744 | 2.0117 | 0.097914 | 1.5252 | 0.36536 | 0.012483 | 0.59585 | 0.49426 | 0.134 | 0.081509 | 7.441 | 9.3524 | 10.1065 | 0.58757 | 16.612 | 2446.3184 | 0 | 0 | 0.94842 | 0.017816 | 0.6668 | 0.019491 | 0.47324 | 0.00091891 | 0 | 0 | 0 | 0 | 0.037663 | 0.0015293 | 0.05936 | 0.0003261 | 0 | 0 | 4.1393 | 0.24912 | 0.024471 | 0.017508 | 0.015268 | 0.00030824 | 0.015597 | 0.0012032 | 0.015265 | 0.0003261 | 0.015268 | 0.0002637 | 0.014874 | 6.2398e-05 | 0.92072
339 | 46365.6605 | 0.92638 | 0.71555 | 1.0816 | 1.3599 | 16.5642 | 4.2527 | 2.2208 | 0.66843 | 0.99 | 0.050448 | 6.711 | 0.83965 | 0.19641 | 0.28481 | 0.14761 | 0.36245 | 0.062887 | 0.12669 | 0.42421 | 0.18995 | 2.4885 | 2.1408 | 0.097695 | 1.7262 | 0.35113 | 0.012377 | 0.44839 | 0.46238 | 0.11189 | 0.065285 | 7.7043 | 9.7929 | 10.836 | 0.62513 | 15.4341 | 2101.5741 | 0 | 0 | 0.78673 | 0.015516 | 0.63466 | 0.016491 | 0.5582 | 0.00091891 | 0 | 0 | 0 | 0 | 0.037623 | 0.0013267 | 0.057146 | 0.00028248 | 0 | 0 | 3.7229 | 0.21369 | 0.023404 | 0.015254 | 0.015268 | 0.00026149 | 0.015557 | 0.0010442 | 0.015265 | 0.00028248 | 0.01506 | 0.00022843 | 0.014873 | 5.4044e-05 | 0.49756
340 | 52129.0126 | 0.99422 | 0.82271 | 1.5619 | 1.6903 | 10.1758 | 3.8487 | 3.3068 | 0.71885 | 0.41151 | 0.045105 | 7.0229 | 3.0093 | 0.1534 | 0.34863 | 0.12522 | 0.39427 | 0.068951 | 0.11631 | 0.45196 | 0.19777 | 2.2897 | 2.3258 | 0.10375 | 2.0746 | 0.44794 | 0.012652 | 0.59273 | 0.51427 | 0.10862 | 0.074571 | 10.1095 | 8.5721 | 15.1595 | 0.5143 | 16.5615 | 2401.4914 | 0 | 0 | 0.76605 | 0.017618 | 0.74386 | 0.019491 | 0.5302 | 0.00091891 | 0 | 0 | 0 | 0 | 0.037663 | 0.0015156 | 0.059253 | 0.00032356 | 0 | 0 | 4.0789 | 0.24389 | 0.024379 | 0.017314 | 0.015268 | 0.00030421 | 0.015598 | 0.001192 | 0.015265 | 0.00032356 | 0.015268 | 0.00026165 | 0.014874 | 6.1908e-05 | 0.8077
341 | 37045.547 | 0.79286 | 0.89525 | 0.97706 | 1.6793 | 10.2629 | 2.4905 | 3.5705 | 1.4537 | 1.1617 | 0.027457 | 6.8768 | 2.9306 | 0.17848 | 0.31713 | 0.10926 | 0.38356 | 0.078264 | 0.15307 | 0.38843 | 0.22349 | 2.2701 | 2.0909 | 0.071012 | 1.7655 | 0.35158 | 0.012233 | 0.47887 | 0.42978 | 0.13141 | 0.072334 | 9.4692 | 7.6723 | 10.0325 | 0.59644 | 13.8838 | 1787.5764 | 0 | 0 | 0.84032 | 0.013491 | 0.59228 | 0.016491 | 0.43947 | 0.00091891 | 0 | 0 | 0 | 0 | 0.037416 | 0.0011054 | 0.054684 | 0.00023404 | 0 | 0 | 3.292 | 0.17863 | 0.021849 | 0.013269 | 0.01506 | 0.00022103 | 0.015559 | 0.00087136 | 0.015057 | 0.00023404 | 0.01506 | 0.00018925 | 0.014874 | 4.4789e-05 | 0.57906
342 | 47102.537 | 0.99377 | 0.98615 | 1.2481 | 1.2478 | 9.8424 | 4.6287 | 2.4985 | 0.47035 | 0.70311 | 0.052364 | 9.5914 | 1.948 | 0.14906 | 0.39216 | 0.14859 | 0.28346 | 0.068454 | 0.14817 | 0.42771 | 0.23131 | 2.0091 | 2.1133 | 0.090936 | 1.7625 | 0.4783 | 0.011135 | 0.68007 | 0.38771 | 0.12667 | 0.076689 | 10.3391 | 8.328 | 11.6554 | 0.52198 | 16.3185 | 2280.5706 | 0 | 0 | 0.88672 | 0.01686 | 0.66538 | 0.016491 | 0.54842 | 0.00091891 | 0 | 0 | 0 | 0 | 0.037664 | 0.0014247 | 0.05807 | 0.0003027 | 0 | 0 | 3.9562 | 0.23337 | 0.02403 | 0.016572 | 0.015268 | 0.00028872 | 0.015598 | 0.001122 | 0.015265 | 0.0003027 | 0.01506 | 0.00024477 | 0.014874 | 5.7934e-05 | 1.0269
343 | 50000.3604 | 0.95816 | 0.97454 | 1.0728 | 1.45 | 11.5442 | 1.4351 | 1.6779 | 1.6338 | 0.67173 | 0.053937 | 7.1222 | 1.3249 | 0.14137 | 0.27162 | 0.15691 | 0.3563 | 0.073663 | 0.1326 | 0.52619 | 0.18983 | 2.0444 | 2.1057 | 0.089843 | 1.6419 | 0.40354 | 0.014528 | 0.53972 | 0.42318 | 0.13272 | 0.063782 | 8.4427 | 9.1339 | 8.3972 | 0.47899 | 16.984 | 2425.7429 | 0 | 0 | 0.96244 | 0.01768 | 0.6391 | 0.019491 | 0.60111 | 0.00091891 | 0 | 0 | 0 | 0 | 0.037663 | 0.0015035 | 0.059077 | 0.0003201 | 0 | 0 | 4.1132 | 0.24686 | 0.024408 | 0.017375 | 0.015268 | 0.00030546 | 0.015598 | 0.0011834 | 0.015265 | 0.0003201 | 0.015268 | 0.00025884 | 0.014874 | 6.1259e-05 | 0.74377
344 | 45505.7454 | 0.86261 | 0.87143 | 1.2863 | 1.3482 | 8.3452 | 1.1232 | 1.7259 | 0.58471 | 0.67646 | 0.057813 | 7.1897 | 1.9867 | 0.42459 | 0.30379 | 0.13633 | 0.31068 | 0.078456 | 0.13632 | 0.54219 | 0.17448 | 2.4927 | 2.6447 | 0.10106 | 1.825 | 0.49755 | 0.013793 | 0.48052 | 0.4305 | 0.1293 | 0.061677 | 11.0876 | 8.2906 | 15.5719 | 0.55571 | 15.1784 | 2131.4348 | 0 | 0 | 0.80723 | 0.015913 | 0.70716 | 0.016491 | 0.38849 | 0.00091891 | 0 | 0 | 0 | 0 | 0.037623 | 0.0013451 | 0.057286 | 0.00028577 | 0 | 0 | 3.758 | 0.21662 | 0.02359 | 0.015644 | 0.015268 | 0.00026952 | 0.015557 | 0.0010594 | 0.015265 | 0.00028577 | 0.01506 | 0.00023108 | 0.014874 | 5.4686e-05 | 0.65908
345 | 47709.7673 | 0.87885 | 0.71379 | 1.0132 | 1.798 | 10.5664 | 1.8182 | 3.4703 | 0.50091 | 0.29337 | 0.072143 | 6.5418 | 2.1053 | 0.27701 | 0.34321 | 0.14228 | 0.33431 | 0.073743 | 0.14395 | 0.44886 | 0.22227 | 2.34 | 2.5139 | 0.0975 | 1.8268 | 0.42529 | 0.0098491 | 0.50849 | 0.51328 | 0.11266 | 0.071783 | 5.6488 | 9.6746 | 13.1811 | 0.68984 | 15.3075 | 2144.8456 | 0 | 0 | 0.81611 | 0.015885 | 0.67107 | 0.016491 | 0.43907 | 0.00091891 | 0 | 0 | 0 | 0 | 0.037622 | 0.0013598 | 0.057503 | 0.00028993 | 0 | 0 | 3.7785 | 0.21833 | 0.023577 | 0.015616 | 0.015268 | 0.00026899 | 0.015557 | 0.0010699 | 0.015265 | 0.00028993 | 0.01506 | 0.00023446 | 0.014873 | 5.5464e-05 | 0.61504
346 | 37659.9881 | 0.84714 | 0.80427 | 1.0021 | 1.5827 | 15.5519 | 2.0929 | 1.6141 | 0.61838 | 0.34638 | 0.077855 | 9.22 | 3.7052 | 0.12959 | 0.2995 | 0.13047 | 0.32771 | 0.085889 | 0.14077 | 0.51815 | 0.22677 | 2.5119 | 1.9949 | 0.090763 | 2.023 | 0.43959 | 0.0131 | 0.57328 | 0.45845 | 0.11668 | 0.065818 | 12.3423 | 6.1287 | 12.5801 | 0.62724 | 13.9749 | 1769.48 | 0 | 0 | 0.79082 | 0.013363 | 0.62184 | 0.016491 | 0.47793 | 0.00091891 | 0 | 0 | 0 | 0 | 0.037416 | 0.0011019 | 0.054667 | 0.00023353 | 0 | 0 | 3.2665 | 0.17661 | 0.021788 | 0.013145 | 0.01506 | 0.0002185 | 0.015559 | 0.00086838 | 0.015057 | 0.00023353 | 0.01506 | 0.00018885 | 0.014874 | 4.4687e-05 | 0.48785
347 | 51954.8468 | 0.85081 | 0.87223 | 1.0895 | 1.6206 | 13.7639 | 2.6976 | 2.7597 | 0.97475 | 0.91629 | 0.046504 | 7.5369 | 0.65905 | 0.17817 | 0.32198 | 0.11861 | 0.3059 | 0.088239 | 0.14477 | 0.42197 | 0.19362 | 1.8826 | 2.079 | 0.091636 | 2.0053 | 0.4483 | 0.013825 | 0.64562 | 0.41359 | 0.12241 | 0.078081 | 12.2847 | 9.9209 | 9.9762 | 0.56622 | 16.7978 | 2418.3948 | 0 | 0 | 0.91364 | 0.017797 | 0.66469 | 0.019491 | 0.56703 | 0.00091891 | 0 | 0 | 0 | 0 | 0.037663 | 0.0015268 | 0.059345 | 0.00032575 | 0 | 0 | 4.0992 | 0.24564 | 0.024462 | 0.017489 | 0.015268 | 0.00030786 | 0.015597 | 0.0012011 | 0.015265 | 0.00032575 | 0.015268 | 0.00026342 | 0.014874 | 6.2333e-05 | 0.7984
348 | 48178.8826 | 0.87691 | 0.81837 | 1.0046 | 1.4464 | 9.2037 | 2.7003 | 2.2933 | 0.73188 | 1.0703 | 0.074027 | 7.2978 | 0.86011 | 0.3789 | 0.34314 | 0.14308 | 0.39773 | 0.078906 | 0.13194 | 0.43616 | 0.17962 | 2.5728 | 2.2372 | 0.091118 | 1.5892 | 0.3802 | 0.01089 | 0.54087 | 0.47623 | 0.10954 | 0.083441 | 9.1849 | 6.043 | 13.4271 | 0.57145 | 15.8867 | 2222.4782 | 0 | 0 | 0.88391 | 0.016465 | 0.68747 | 0.016491 | 0.46567 | 0.00091891 | 0 | 0 | 0 | 0 | 0.037622 | 0.0014032 | 0.057904 | 0.00029868 | 0 | 0 | 3.8798 | 0.22687 | 0.023846 | 0.016184 | 0.015268 | 0.0002807 | 0.015557 | 0.0011045 | 0.015265 | 0.00029868 | 0.01506 | 0.00024153 | 0.014874 | 5.7147e-05 | 0.73001
349 | 48157.2908 | 0.90006 | 0.82173 | 1.4465 | 1.1443 | 9.2151 | 2.6165 | 3.8349 | 0.93537 | 1.0826 | 0.054494 | 6.567 | 2.1813 | 0.37273 | 0.2735 | 0.1351 | 0.38702 | 0.090898 | 0.14126 | 0.45819 | 0.17913 | 2.1226 | 2.5273 | 0.090062 | 1.7044 | 0.39743 | 0.014153 | 0.45466 | 0.41234 | 0.1151 | 0.080539 | 12.2233 | 6.8369 | 11.8605 | 0.60739 | 15.271 | 2224.862 | 0 | 0 | 0.76428 | 0.016481 | 0.66203 | 0.016491 | 0.40784 | 0.00091891 | 0 | 0 | 0 | 0 | 0.037622 | 0.0014049 | 0.057909 | 0.0002988 | 0 | 0 | 3.883 | 0.22714 | 0.023854 | 0.0162 | 0.015268 | 0.00028099 | 0.015557 | 0.0011061 | 0.015265 | 0.0002988 | 0.01506 | 0.00024163 | 0.014874 | 5.7171e-05 | 0.58447
350 | 42819.1144 | 0.94369 | 0.80649 | 1.1034 | 1.3527 | 9.9906 | 1.9608 | 3.2798 | 1.4833 | 0.44181 | 0.024577 | 7.1596 | 1.8698 | 0.1348 | 0.29104 | 0.16046 | 0.32658 | 0.066264 | 0.12899 | 0.40089 | 0.18359 | 2.3081 | 2.5179 | 0.086074 | 1.5109 | 0.47146 | 0.012831 | 0.44248 | 0.44228 | 0.14324 | 0.084 | 11.6233 | 9.4989 | 14.4522 | 0.55672 | 15.0896 | 1988.8161 | 0 | 0 | 0.80321 | 0.014873 | 0.66971 | 0.016491 | 0.51988 | 0.00091891 | 0 | 0 | 0 | 0 | 0.037623 | 0.0012511 | 0.056303 | 0.00026545 | 0 | 0 | 3.5684 | 0.20092 | 0.022501 | 0.014624 | 0.015268 | 0.00024857 | 0.015558 | 0.00098566 | 0.015265 | 0.00026545 | 0.01506 | 0.00021465 | 0.014874 | 5.0792e-05 | 0.5408
351 | 47611.6488 | 0.85054 | 0.9534 | 1.2125 | 1.1405 | 12.299 | 3.2945 | 2.7068 | 0.89914 | 1.1903 | 0.075766 | 7.1985 | 2.1841 | 0.19028 | 0.29324 | 0.13626 | 0.30198 | 0.069566 | 0.14543 | 0.36456 | 0.19597 | 2.4598 | 2.2668 | 0.079522 | 1.7325 | 0.3931 | 0.011466 | 0.62333 | 0.56484 | 0.10767 | 0.078379 | 8.813 | 9.3623 | 12.6542 | 0.54204 | 16.1834 | 2282.8002 | 0 | 0 | 0.88477 | 0.016876 | 0.68012 | 0.016491 | 0.49942 | 0.00091891 | 0 | 0 | 0 | 0 | 0.037664 | 0.0014292 | 0.05812 | 0.00030369 | 0 | 0 | 3.959 | 0.23361 | 0.024037 | 0.016586 | 0.015268 | 0.00028902 | 0.015598 | 0.0011255 | 0.015265 | 0.00030369 | 0.01506 | 0.00024557 | 0.014874 | 5.8119e-05 | 0.74396
352 | 48330.4542 | 0.95176 | 0.8311 | 1.3491 | 1.2627 | 13.3006 | 3.4926 | 3.9024 | 1.2906 | 0.11908 | 0.066953 | 6.7506 | 1.9116 | 0.18787 | 0.29032 | 0.14107 | 0.33341 | 0.073576 | 0.12084 | 0.3811 | 0.18195 | 2.1047 | 2.0465 | 0.080976 | 1.5459 | 0.40927 | 0.01115 | 0.60606 | 0.45194 | 0.11606 | 0.063757 | 7.2131 | 9.2911 | 12.5705 | 0.51263 | 15.7742 | 2237.1149 | 0 | 0 | 0.7916 | 0.016564 | 0.67385 | 0.016491 | 0.49571 | 0.00091891 | 0 | 0 | 0 | 0 | 0.037622 | 0.0014123 | 0.057988 | 0.00030051 | 0 | 0 | 3.899 | 0.2285 | 0.023892 | 0.016281 | 0.015268 | 0.0002827 | 0.015557 | 0.0011117 | 0.015265 | 0.00030051 | 0.01506 | 0.00024301 | 0.014874 | 5.7499e-05 | 0.63129
353 | 49369.2137 | 0.84389 | 0.88326 | 1.1053 | 1.3238 | 10.0577 | 4.47 | 3.1869 | 1.3455 | 0.53402 | 0.076047 | 7.0908 | 1.8028 | 0.28151 | 0.29869 | 0.12613 | 0.31087 | 0.077719 | 0.12547 | 0.4199 | 0.1991 | 2.2034 | 2.1 | 0.086863 | 2.0011 | 0.37401 | 0.011985 | 0.55502 | 0.4938 | 0.10649 | 0.076457 | 11.2342 | 8.6107 | 14.4992 | 0.51507 | 16.3025 | 2334.4312 | 0 | 0 | 0.89496 | 0.017093 | 0.7244 | 0.019491 | 0.45745 | 0.00091891 | 0 | 0 | 0 | 0 | 0.037663 | 0.0014581 | 0.058648 | 0.00031042 | 0 | 0 | 3.9943 | 0.23662 | 0.024137 | 0.0168 | 0.015268 | 0.00029347 | 0.015598 | 0.0011477 | 0.015265 | 0.00031042 | 0.015268 | 0.00025102 | 0.014874 | 5.9402e-05 | 0.71474
354 | 43482.7602 | 0.7701 | 0.94403 | 1.2404 | 1.4551 | 11.0054 | 1.8843 | 2.4159 | 1.795 | 0.32971 | 0.074335 | 6.8465 | 1.8899 | 0.28068 | 0.30307 | 0.14578 | 0.35569 | 0.083597 | 0.11894 | 0.4372 | 0.20694 | 2.539 | 2.2875 | 0.080514 | 1.7226 | 0.39253 | 0.01444 | 0.51669 | 0.4617 | 0.10098 | 0.078491 | 9.1042 | 9.7101 | 8.6504 | 0.48778 | 14.8889 | 2095.2093 | 0 | 0 | 0.83943 | 0.0156 | 0.60328 | 0.016491 | 0.42824 | 0.00091891 | 0 | 0 | 0 | 0 | 0.037623 | 0.001306 | 0.056854 | 0.000277 | 0 | 0 | 3.7119 | 0.21277 | 0.023444 | 0.015337 | 0.015268 | 0.00026322 | 0.015557 | 0.001029 | 0.015265 | 0.000277 | 0.01506 | 0.00022399 | 0.014874 | 5.3011e-05 | 0.6937
355 | 45731.9738 | 0.905 | 0.90647 | 1.1753 | 1.2873 | 11.9625 | 4.544 | 1.6538 | 0.92346 | 0.58829 | 0.066855 | 7.4236 | 3.2702 | 0.37599 | 0.35909 | 0.12761 | 0.3597 | 0.076296 | 0.11683 | 0.44029 | 0.20494 | 2.4729 | 2.624 | 0.092025 | 1.6619 | 0.40702 | 0.012874 | 0.55539 | 0.4391 | 0.12256 | 0.070006 | 11.0344 | 7.9559 | 11.3159 | 0.4734 | 15.268 | 2177.3958 | 0 | 0 | 0.85715 | 0.016122 | 0.6494 | 0.016491 | 0.40015 | 0.00091891 | 0 | 0 | 0 | 0 | 0.037622 | 0.0013594 | 0.057417 | 0.00028861 | 0 | 0 | 3.8218 | 0.22197 | 0.023687 | 0.015848 | 0.015268 | 0.00027373 | 0.015557 | 0.0010708 | 0.015265 | 0.00028861 | 0.01506 | 0.00023338 | 0.014874 | 5.5226e-05 | 0.82182
356 | 43836.4236 | 0.82655 | 0.96362 | 1.4849 | 1.7084 | 7.743 | 1.0099 | 0.68623 | 1.0395 | 0.8919 | 0.038454 | 9.9635 | 3.1514 | 0.3807 | 0.36139 | 0.1368 | 0.33267 | 0.094596 | 0.13564 | 0.4155 | 0.16267 | 1.9954 | 2.2698 | 0.078428 | 1.9815 | 0.36858 | 0.012487 | 0.4866 | 0.57196 | 0.11541 | 0.06148 | 13.8864 | 8.406 | 12.3488 | 0.51355 | 14.9373 | 2121.6407 | 0 | 0 | 0.79196 | 0.015782 | 0.65806 | 0.016491 | 0.39321 | 0.00091891 | 0 | 0 | 0 | 0 | 0.037623 | 0.0013218 | 0.057027 | 0.00028062 | 0 | 0 | 3.747 | 0.2157 | 0.023528 | 0.015515 | 0.015268 | 0.00026692 | 0.015557 | 0.0010412 | 0.015265 | 0.00028062 | 0.01506 | 0.00022692 | 0.014874 | 5.3708e-05 | 0.85563
357 | 42520.1862 | 0.78895 | 0.79143 | 1.0232 | 1.2197 | 10.0174 | 4.796 | 1.2735 | 1.3279 | 0.93486 | 0.074134 | 6.6257 | 1.729 | 0.16597 | 0.30572 | 0.11412 | 0.36141 | 0.074718 | 0.11459 | 0.4797 | 0.21271 | 2.4857 | 1.8714 | 0.097144 | 1.9513 | 0.38949 | 0.015671 | 0.43832 | 0.40949 | 0.13681 | 0.068157 | 11.3417 | 9.167 | 10.6866 | 0.5195 | 14.7189 | 1967.5526 | 0 | 0 | 0.8173 | 0.014728 | 0.62141 | 0.016491 | 0.48425 | 0.00091891 | 0 | 0 | 0 | 0 | 0.037624 | 0.0012364 | 0.056137 | 0.00026207 | 0 | 0 | 3.5396 | 0.19856 | 0.022433 | 0.014483 | 0.01506 | 0.00024567 | 0.015558 | 0.00097434 | 0.015265 | 0.00026207 | 0.01506 | 0.00021193 | 0.014874 | 5.0139e-05 | 0.55129
358 | 48107.9909 | 0.77724 | 0.90266 | 1.2455 | 1.2004 | 10.7161 | 2.2314 | 3.9085 | 1.2854 | 0.93596 | 0.077052 | 8.9056 | 2.1015 | 0.1583 | 0.38661 | 0.1377 | 0.29399 | 0.079188 | 0.14794 | 0.46684 | 0.18563 | 2.1072 | 2.2212 | 0.083906 | 1.8026 | 0.35286 | 0.011335 | 0.621 | 0.53608 | 0.12611 | 0.060128 | 9.8279 | 7.2087 | 13.0146 | 0.55566 | 16.225 | 2272.685 | 0 | 0 | 0.85293 | 0.016805 | 0.68773 | 0.016491 | 0.52936 | 0.00091891 | 0 | 0 | 0 | 0 | 0.037664 | 0.0014291 | 0.058139 | 0.00030396 | 0 | 0 | 3.9457 | 0.23247 | 0.024004 | 0.016518 | 0.015268 | 0.0002876 | 0.015598 | 0.0011252 | 0.015265 | 0.00030396 | 0.01506 | 0.00024579 | 0.014874 | 5.8168e-05 | 0.92609
359 | 54472.6261 | 0.91866 | 0.88102 | 1.2062 | 1.7073 | 9.9022 | 2.0848 | 3.5431 | 1.6615 | 0.91948 | 0.036232 | 8.3106 | 0.92096 | 0.24598 | 0.38072 | 0.15982 | 0.39462 | 0.070448 | 0.12935 | 0.46816 | 0.15267 | 2.4778 | 2.5608 | 0.072744 | 1.7664 | 0.49039 | 0.010845 | 0.58667 | 0.51151 | 0.11419 | 0.072875 | 9.3702 | 6.0264 | 11.6311 | 0.52157 | 17.2476 | 2557.7429 | 0 | 0 | 0.89851 | 0.018564 | 0.70485 | 0.019491 | 0.53935 | 0.00091891 | 0 | 0 | 0 | 0 | 0.037662 | 0.0016017 | 0.060076 | 0.0003423 | 0 | 0 | 4.2812 | 0.26152 | 0.024813 | 0.01824 | 0.015268 | 0.0003236 | 0.015597 | 0.0012594 | 0.015265 | 0.0003423 | 0.015268 | 0.0002768 | 0.014874 | 6.55e-05 | 1.0021
360 | 45255.4033 | 0.80001 | 0.7957 | 1.2516 | 1.686 | 10.8831 | 2.3496 | 3.1435 | 0.49665 | 0.11234 | 0.065888 | 7.2387 | 1.791 | 0.13588 | 0.33611 | 0.14222 | 0.31386 | 0.071796 | 0.12738 | 0.49292 | 0.18083 | 2.2621 | 2.6391 | 0.094243 | 2.1438 | 0.46507 | 0.013941 | 0.53924 | 0.54824 | 0.1298 | 0.076935 | 10.3514 | 7.3501 | 8.1821 | 0.56556 | 15.1234 | 2085.5385 | 0 | 0 | 0.77622 | 0.015534 | 0.59582 | 0.016491 | 0.54048 | 0.00091891 | 0 | 0 | 0 | 0 | 0.037623 | 0.0013152 | 0.057004 | 0.00027972 | 0 | 0 | 3.6985 | 0.21166 | 0.023413 | 0.015272 | 0.015268 | 0.00026189 | 0.015557 | 0.0010355 | 0.015265 | 0.00027972 | 0.01506 | 0.0002262 | 0.014874 | 5.352e-05 | 0.64939
361 | 46709.413 | 0.89086 | 0.9709 | 1.3514 | 1.6963 | 7.3997 | 2.6199 | 1.4998 | 0.78154 | 0.63062 | 0.031864 | 9.8086 | 2.9159 | 0.12401 | 0.32013 | 0.12908 | 0.40951 | 0.077978 | 0.12793 | 0.45425 | 0.17052 | 2.3141 | 2.6494 | 0.10626 | 2.2302 | 0.43195 | 0.013148 | 0.59291 | 0.56176 | 0.12926 | 0.05562 | 9.8443 | 7.9487 | 14.4774 | 0.47624 | 16.3796 | 2253.3125 | 0 | 0 | 0.84795 | 0.016678 | 0.70636 | 0.016491 | 0.56755 | 0.00091891 | 0 | 0 | 0 | 0 | 0.037622 | 0.001407 | 0.057909 | 0.00029922 | 0 | 0 | 3.9206 | 0.23033 | 0.023945 | 0.016393 | 0.015268 | 0.00028505 | 0.015557 | 0.0011078 | 0.015265 | 0.00029922 | 0.01506 | 0.00024195 | 0.014874 | 5.7265e-05 | 0.81521
362 | 41010.0811 | 0.96127 | 0.93224 | 1.5058 | 1.407 | 12.2899 | 3.4427 | 0.9097 | 1.1405 | 0.24396 | 0.037829 | 6.9558 | 2.0966 | 0.43506 | 0.39991 | 0.13582 | 0.35544 | 0.063986 | 0.15027 | 0.40023 | 0.19564 | 2.6254 | 2.6523 | 0.08501 | 1.6749 | 0.35996 | 0.013588 | 0.54988 | 0.46801 | 0.1361 | 0.068726 | 14.5611 | 8.5885 | 13.4213 | 0.55999 | 14.3475 | 1979.8747 | 0 | 0 | 0.75241 | 0.014813 | 0.65583 | 0.016491 | 0.38612 | 0.00091891 | 0 | 0 | 0 | 0 | 0.037624 | 0.0012326 | 0.056067 | 0.00026102 | 0 | 0 | 3.5566 | 0.19996 | 0.022473 | 0.014566 | 0.01506 | 0.00024739 | 0.015558 | 0.00097156 | 0.015265 | 0.00026102 | 0.01506 | 0.00021106 | 0.014874 | 4.9955e-05 | 0.84999
363 | 45151.3087 | 0.91971 | 0.92873 | 1.2882 | 1.3384 | 10.0786 | 3.9913 | 1.201 | 1.4101 | 0.28372 | 0.051457 | 8.094 | 3.7585 | 0.17022 | 0.3138 | 0.13848 | 0.26665 | 0.064687 | 0.14071 | 0.43655 | 0.2069 | 2.1247 | 2.3636 | 0.076136 | 2.2166 | 0.44758 | 0.014769 | 0.49681 | 0.54556 | 0.12582 | 0.082069 | 8.3877 | 8.3547 | 10.5391 | 0.54482 | 15.3998 | 2151.8605 | 0 | 0 | 0.83216 | 0.016038 | 0.63783 | 0.016491 | 0.48155 | 0.00091891 | 0 | 0 | 0 | 0 | 0.037622 | 0.0013511 | 0.057332 | 0.00028688 | 0 | 0 | 3.7857 | 0.21894 | 0.023648 | 0.015766 | 0.015268 | 0.00027205 | 0.015557 | 0.0010642 | 0.015265 | 0.00028688 | 0.01506 | 0.00023197 | 0.014874 | 5.4902e-05 | 0.73078
364 | 45298.0917 | 0.91638 | 0.72668 | 1.3899 | 1.8466 | 11.3775 | 2.4347 | 2.5627 | 1.7676 | 0.41825 | 0.064955 | 8.7558 | 1.7321 | 0.30661 | 0.3936 | 0.15645 | 0.37859 | 0.092831 | 0.1256 | 0.49407 | 0.1736 | 2.2538 | 2.4373 | 0.088812 | 1.8774 | 0.48058 | 0.013684 | 0.5196 | 0.5063 | 0.14628 | 0.078966 | 12.5708 | 7.3279 | 9.8361 | 0.58485 | 14.4284 | 2045.9199 | 0 | 0 | 0.71176 | 0.015263 | 0.61775 | 0.016491 | 0.41577 | 0.00091891 | 0 | 0 | 0 | 0 | 0.037623 | 0.0012986 | 0.056859 | 0.00027655 | 0 | 0 | 3.6451 | 0.20724 | 0.023286 | 0.015007 | 0.015268 | 0.00025645 | 0.015558 | 0.001022 | 0.015265 | 0.00027655 | 0.01506 | 0.00022364 | 0.014873 | 5.2913e-05 | 0.68393
365 | 48603.9489 | 0.93943 | 0.94674 | 0.93978 | 1.8152 | 11.3298 | 1.5012 | 3.596 | 0.71108 | 0.69563 | 0.026934 | 6.8506 | 1.0415 | 0.14341 | 0.38585 | 0.14295 | 0.36783 | 0.077397 | 0.16007 | 0.47542 | 0.19664 | 2.294 | 2.4052 | 0.083638 | 1.6469 | 0.50029 | 0.012751 | 0.55547 | 0.37048 | 0.11537 | 0.075606 | 12.4695 | 6.3852 | 10.2294 | 0.59071 | 16.8709 | 2346.2116 | 0 | 0 | 0.98927 | 0.017143 | 0.65851 | 0.019491 | 0.59848 | 0.00091891 | 0 | 0 | 0 | 0 | 0.037664 | 0.0014534 | 0.058597 | 0.00030949 | 0 | 0 | 4.0106 | 0.23802 | 0.024161 | 0.016849 | 0.015268 | 0.00029455 | 0.015598 | 0.0011439 | 0.015265 | 0.00030949 | 0.015268 | 0.00025026 | 0.014874 | 5.9227e-05 | 0.99064
366 | 40393.5135 | 0.75764 | 0.84701 | 1.5617 | 1.3738 | 10.9561 | 1.5223 | 1.0756 | 1.3946 | 1.0476 | 0.05069 | 7.4668 | 2.7448 | 0.11081 | 0.27765 | 0.11226 | 0.27413 | 0.078428 | 0.12945 | 0.43767 | 0.21747 | 2.175 | 2.5247 | 0.089387 | 1.6376 | 0.40555 | 0.011664 | 0.63949 | 0.44715 | 0.12968 | 0.075971 | 11.1518 | 8.7785 | 9.3697 | 0.53942 | 14.3183 | 1901.4379 | 0 | 0 | 0.7016 | 0.014317 | 0.59588 | 0.016491 | 0.53462 | 0.00091891 | 0 | 0 | 0 | 0 | 0.037624 | 0.0011932 | 0.055657 | 0.00025269 | 0 | 0 | 3.4482 | 0.19114 | 0.02224 | 0.01408 | 0.01506 | 0.00023746 | 0.015559 | 0.00094056 | 0.015265 | 0.00025269 | 0.01506 | 0.00020433 | 0.014874 | 4.8355e-05 | 0.51646
367 | 48366.0515 | 0.98266 | 0.90858 | 1.249 | 1.4828 | 12.1174 | 1.9921 | 2.1576 | 1.9006 | 0.60369 | 0.062559 | 9.4002 | 1.9674 | 0.22523 | 0.40341 | 0.14154 | 0.36329 | 0.073072 | 0.11885 | 0.45909 | 0.20791 | 2.2331 | 2.0508 | 0.088713 | 1.7077 | 0.48773 | 0.01211 | 0.55757 | 0.48404 | 0.12237 | 0.073745 | 7.2907 | 9.1154 | 11.066 | 0.47565 | 15.9528 | 2287.4901 | 0 | 0 | 0.85691 | 0.016905 | 0.65784 | 0.016491 | 0.47726 | 0.00091891 | 0 | 0 | 0 | 0 | 0.037664 | 0.0014359 | 0.058213 | 0.00030557 | 0 | 0 | 3.9651 | 0.23412 | 0.02405 | 0.016615 | 0.015268 | 0.00028965 | 0.015598 | 0.0011303 | 0.015265 | 0.00030557 | 0.01506 | 0.00024709 | 0.014874 | 5.8473e-05 | 0.97929
368 | 42834.5744 | 0.78428 | 0.90352 | 1.0283 | 1.5104 | 10.4159 | 4.5111 | 2.9086 | 1.9767 | 0.60591 | 0.034747 | 7.309 | 1.6934 | 0.13719 | 0.31206 | 0.12818 | 0.32471 | 0.082117 | 0.14214 | 0.49798 | 0.1681 | 1.988 | 2.0758 | 0.086115 | 2.03 | 0.35803 | 0.0099204 | 0.5411 | 0.37603 | 0.12796 | 0.071696 | 10.2996 | 9.9493 | 10.8294 | 0.54659 | 15.4109 | 2056.7484 | 0 | 0 | 0.8795 | 0.01525 | 0.63081 | 0.016491 | 0.53632 | 0.00091891 | 0 | 0 | 0 | 0 | 0.037623 | 0.001273 | 0.056506 | 0.00026978 | 0 | 0 | 3.6627 | 0.20869 | 0.02328 | 0.014994 | 0.015268 | 0.00025617 | 0.015558 | 0.0010032 | 0.015265 | 0.00026978 | 0.01506 | 0.00021816 | 0.014874 | 5.1619e-05 | 0.66611
369 | 36985.7698 | 0.80569 | 0.85284 | 1.4532 | 1.8362 | 9.5353 | 4.5898 | 3.6526 | 1.1235 | 0.81026 | 0.030533 | 9.8975 | 3.9984 | 0.36051 | 0.33904 | 0.15476 | 0.381 | 0.076232 | 0.11808 | 0.49338 | 0.19089 | 1.8857 | 2.3058 | 0.082101 | 1.5811 | 0.41592 | 0.014864 | 0.4803 | 0.46606 | 0.11015 | 0.06911 | 8.4141 | 8.9456 | 14.5699 | 0.53213 | 13.3635 | 1764.0849 | 0 | 0 | 0.69923 | 0.013326 | 0.64335 | 0.016491 | 0.36369 | 0.00091891 | 0 | 0 | 0 | 0 | 0.037416 | 0.0010957 | 0.054599 | 0.00023235 | 0 | 0 | 3.259 | 0.17602 | 0.021771 | 0.013109 | 0.01506 | 0.00021779 | 0.015559 | 0.00086336 | 0.015057 | 0.00023235 | 0.01506 | 0.00018788 | 0.014874 | 4.4469e-05 | 0.5825
370 | 44387.8747 | 0.91562 | 0.81675 | 1.4267 | 1.2604 | 14.9898 | 2.2798 | 1.1868 | 1.1559 | 0.51239 | 0.063255 | 7.6067 | 3.9359 | 0.26855 | 0.36481 | 0.14476 | 0.26716 | 0.073988 | 0.1297 | 0.4873 | 0.2302 | 2.0424 | 2.2526 | 0.097883 | 1.7477 | 0.44559 | 0.015403 | 0.56117 | 0.48362 | 0.12643 | 0.086381 | 13.1327 | 7.6206 | 8.0018 | 0.56162 | 14.4831 | 2074.7954 | 0 | 0 | 0.74133 | 0.015364 | 0.59159 | 0.016491 | 0.41275 | 0.00091891 | 0 | 0 | 0 | 0 | 0.037623 | 0.0012975 | 0.056795 | 0.00027547 | 0 | 0 | 3.6868 | 0.21069 | 0.023333 | 0.015105 | 0.015268 | 0.00025843 | 0.015558 | 0.001022 | 0.015265 | 0.00027547 | 0.01506 | 0.00022276 | 0.014874 | 5.2709e-05 | 0.71341
371 | 44944.5257 | 0.85648 | 0.94288 | 1.4043 | 1.4134 | 14.4281 | 4.4453 | 1.2166 | 0.85233 | 0.40629 | 0.07998 | 8.398 | 1.2582 | 0.25597 | 0.30341 | 0.11991 | 0.41804 | 0.064118 | 0.13064 | 0.51846 | 0.22519 | 1.7727 | 1.7785 | 0.096643 | 2.1825 | 0.45592 | 0.013972 | 0.46885 | 0.50419 | 0.11639 | 0.074211 | 12.2959 | 6.4928 | 15.782 | 0.5115 | 15.5525 | 2154.6841 | 0 | 0 | 0.80869 | 0.016035 | 0.71184 | 0.016491 | 0.45722 | 0.00091891 | 0 | 0 | 0 | 0 | 0.037623 | 0.001348 | 0.057295 | 0.00028615 | 0 | 0 | 3.7901 | 0.21931 | 0.023646 | 0.015763 | 0.015268 | 0.00027199 | 0.015557 | 0.0010619 | 0.015265 | 0.00028615 | 0.01506 | 0.00023139 | 0.014874 | 5.4762e-05 | 0.71669
372 | 45570.3148 | 0.99906 | 0.82461 | 1.112 | 1.4425 | 14.2931 | 2.6632 | 1.0521 | 1.4548 | 0.69661 | 0.023989 | 6.9506 | 2.696 | 0.2393 | 0.3325 | 0.15781 | 0.28561 | 0.072354 | 0.12344 | 0.4223 | 0.21868 | 2.3962 | 1.8775 | 0.083166 | 2.0792 | 0.48869 | 0.012141 | 0.63398 | 0.45823 | 0.11368 | 0.074937 | 12.5156 | 6.0643 | 13.079 | 0.53868 | 15.2241 | 2115.6205 | 0 | 0 | 0.83186 | 0.015738 | 0.66634 | 0.016491 | 0.43728 | 0.00091891 | 0 | 0 | 0 | 0 | 0.037623 | 0.0013328 | 0.057173 | 0.00028329 | 0 | 0 | 3.7387 | 0.215 | 0.023508 | 0.015472 | 0.015268 | 0.000266 | 0.015557 | 0.0010495 | 0.015265 | 0.00028329 | 0.01506 | 0.00022908 | 0.014874 | 5.4206e-05 | 0.67538
373 | 41518.9047 | 0.76268 | 0.89273 | 1.5583 | 1.4454 | 15.6063 | 2.1094 | 1.7786 | 1.2568 | 0.9645 | 0.025944 | 7.9486 | 2.944 | 0.20067 | 0.31274 | 0.14552 | 0.32493 | 0.071625 | 0.12693 | 0.53906 | 0.22496 | 2.5184 | 2.3616 | 0.090838 | 1.6762 | 0.38548 | 0.011155 | 0.51591 | 0.47332 | 0.1207 | 0.065847 | 7.2012 | 7.3868 | 13.5213 | 0.51637 | 14.5092 | 1977.1158 | 0 | 0 | 0.7293 | 0.01482 | 0.65686 | 0.016491 | 0.4422 | 0.00091891 | 0 | 0 | 0 | 0 | 0.037624 | 0.0012355 | 0.056108 | 0.00026173 | 0 | 0 | 3.5521 | 0.19959 | 0.022476 | 0.014572 | 0.01506 | 0.00024753 | 0.015558 | 0.00097378 | 0.015265 | 0.00026173 | 0.01506 | 0.00021165 | 0.014874 | 5.0086e-05 | 0.63764
374 | 41888.5171 | 0.99069 | 0.73321 | 1.5497 | 1.391 | 6.25 | 3.2842 | 2.0857 | 0.54747 | 0.68415 | 0.070239 | 9.9296 | 1.5046 | 0.1171 | 0.28176 | 0.11798 | 0.29718 | 0.092068 | 0.13559 | 0.51853 | 0.23845 | 2.2644 | 2.5934 | 0.09878 | 1.7153 | 0.38507 | 0.011749 | 0.55837 | 0.53039 | 0.11532 | 0.071577 | 11.0661 | 6.8616 | 15.6905 | 0.64885 | 14.5907 | 1909.0251 | 0 | 0 | 0.66434 | 0.014324 | 0.67794 | 0.016491 | 0.53629 | 0.00091891 | 0 | 0 | 0 | 0 | 0.037624 | 0.0012055 | 0.055826 | 0.00025577 | 0 | 0 | 3.4595 | 0.19206 | 0.022243 | 0.014086 | 0.01506 | 0.00023758 | 0.015558 | 0.00094974 | 0.015265 | 0.00025577 | 0.01506 | 0.00020684 | 0.014873 | 4.8935e-05 | 0.45738
375 | 43495.935 | 0.98211 | 0.83024 | 0.96605 | 1.5684 | 12.5437 | 0.96572 | 3.7228 | 1.5228 | 0.25563 | 0.077452 | 9.4209 | 0.81348 | 0.30086 | 0.34634 | 0.14381 | 0.32541 | 0.080827 | 0.13506 | 0.54672 | 0.173 | 2.4663 | 2.118 | 0.082536 | 1.8074 | 0.41403 | 0.012688 | 0.50994 | 0.44752 | 0.14635 | 0.065091 | 14.4305 | 7.3162 | 8.9415 | 0.55168 | 14.9266 | 2030.809 | 0 | 0 | 0.86673 | 0.01516 | 0.60096 | 0.016491 | 0.47525 | 0.00091891 | 0 | 0 | 0 | 0 | 0.037623 | 0.0012759 | 0.056571 | 0.00027093 | 0 | 0 | 3.6252 | 0.20559 | 0.022636 | 0.014906 | 0.015268 | 0.00025437 | 0.015558 | 0.001005 | 0.015265 | 0.00027093 | 0.01506 | 0.00021909 | 0.014874 | 5.1843e-05 | 0.67706
376 | 47405.7887 | 0.8144 | 0.73474 | 1.3317 | 1.7289 | 13.2493 | 1.4523 | 1.0176 | 0.64017 | 0.49542 | 0.076263 | 9.2748 | 0.86752 | 0.21055 | 0.31048 | 0.11649 | 0.28705 | 0.082928 | 0.12243 | 0.49145 | 0.24419 | 2.5053 | 2.039 | 0.083309 | 1.8004 | 0.40001 | 0.011554 | 0.60129 | 0.44493 | 0.11084 | 0.08155 | 13.4863 | 6.284 | 12.6211 | 0.58709 | 15.3548 | 2135.0692 | 0 | 0 | 0.74095 | 0.015893 | 0.66289 | 0.016491 | 0.51346 | 0.00091891 | 0 | 0 | 0 | 0 | 0.037622 | 0.0013553 | 0.057441 | 0.00028866 | 0 | 0 | 3.7637 | 0.2171 | 0.02358 | 0.015624 | 0.015268 | 0.00026914 | 0.015557 | 0.0010667 | 0.015265 | 0.00028866 | 0.01506 | 0.00023344 | 0.014873 | 5.522e-05 | 0.57157
377 | 47502.4115 | 0.92012 | 0.92138 | 1.2635 | 1.7811 | 7.2073 | 2.9092 | 0.7513 | 1.8961 | 0.44861 | 0.025174 | 6.9776 | 2.252 | 0.23467 | 0.33058 | 0.14111 | 0.36683 | 0.086868 | 0.14563 | 0.35894 | 0.21095 | 2.1631 | 1.9452 | 0.095306 | 1.625 | 0.46936 | 0.012281 | 0.61691 | 0.47449 | 0.12259 | 0.064842 | 10.7157 | 6.6791 | 13.0914 | 0.54624 | 15.9143 | 2258.3241 | 0 | 0 | 0.85295 | 0.016704 | 0.68698 | 0.016491 | 0.46354 | 0.00091891 | 0 | 0 | 0 | 0 | 0.037622 | 0.0014152 | 0.058011 | 0.00030125 | 0 | 0 | 3.9272 | 0.23089 | 0.023957 | 0.016418 | 0.015268 | 0.00028559 | 0.015556 | 0.0011139 | 0.015265 | 0.00030125 | 0.01506 | 0.0002436 | 0.014874 | 5.7651e-05 | 0.80204
378 | 46927.4433 | 0.792 | 0.7539 | 1.1457 | 1.309 | 12.3017 | 3.3755 | 3.6387 | 0.47739 | 0.22577 | 0.068015 | 6.0734 | 3.2392 | 0.16951 | 0.27312 | 0.14963 | 0.34062 | 0.065995 | 0.13147 | 0.43873 | 0.22439 | 2.7775 | 2.1836 | 0.075076 | 1.8411 | 0.42611 | 0.011109 | 0.59916 | 0.44965 | 0.11238 | 0.068134 | 12.5015 | 7.1756 | 13.8415 | 0.60861 | 15.3283 | 2114.0411 | 0 | 0 | 0.79358 | 0.015839 | 0.68257 | 0.016491 | 0.47355 | 0.00091891 | 0 | 0 | 0 | 0 | 0.037622 | 0.0013504 | 0.057374 | 0.00028731 | 0 | 0 | 3.7334 | 0.21456 | 0.023555 | 0.015571 | 0.015268 | 0.00026801 | 0.015557 | 0.0010631 | 0.015265 | 0.00028731 | 0.01506 | 0.00023234 | 0.014873 | 5.4968e-05 | 0.51312
379 | 53101.0632 | 0.86813 | 0.88053 | 1.4396 | 1.4987 | 13.1179 | 3.0724 | 1.5183 | 1.4208 | 0.20837 | 0.045267 | 9.0804 | 0.72844 | 0.31562 | 0.40063 | 0.14546 | 0.27183 | 0.085134 | 0.13022 | 0.36577 | 0.17688 | 2.41 | 2.3861 | 0.096631 | 1.4527 | 0.47241 | 0.012318 | 0.67428 | 0.58454 | 0.11254 | 0.066965 | 9.113 | 8.582 | 13.7889 | 0.52007 | 16.7199 | 2467.8553 | 0 | 0 | 0.82661 | 0.018168 | 0.73298 | 0.019491 | 0.49465 | 0.00091891 | 0 | 0 | 0 | 0 | 0.037663 | 0.0015628 | 0.059691 | 0.00033354 | 0 | 0 | 4.1616 | 0.25106 | 0.024632 | 0.017853 | 0.015268 | 0.00031546 | 0.015597 | 0.0012293 | 0.015265 | 0.00033354 | 0.015268 | 0.00026971 | 0.014874 | 6.3824e-05 | 1.0272
380 | 53153.0556 | 0.91164 | 0.76063 | 0.95485 | 1.5266 | 12.5803 | 1.4101 | 2.2321 | 1.8416 | 0.17123 | 0.033004 | 6.6434 | 1.2526 | 0.11795 | 0.35566 | 0.1157 | 0.32959 | 0.066904 | 0.14623 | 0.45787 | 0.18872 | 2.3251 | 2.5697 | 0.10068 | 1.7213 | 0.40366 | 0.012764 | 0.58992 | 0.52005 | 0.093702 | 0.068428 | 10.5138 | 7.5719 | 14.3689 | 0.67418 | 17.2695 | 2408.185 | 0 | 0 | 0.90448 | 0.017616 | 0.73171 | 0.019491 | 0.62961 | 0.00091891 | 0 | 0 | 0 | 0 | 0.037663 | 0.0015243 | 0.059354 | 0.00032563 | 0 | 0 | 4.0885 | 0.24472 | 0.024379 | 0.017312 | 0.015268 | 0.00030416 | 0.015597 | 0.0011986 | 0.015265 | 0.00032563 | 0.015268 | 0.00026333 | 0.014873 | 6.2296e-05 | 0.76479
381 | 36713.3798 | 0.91223 | 0.8517 | 1.2825 | 1.5724 | 14.4762 | 3.4002 | 3.0293 | 0.6173 | 1.1074 | 0.045252 | 9.5834 | 0.73988 | 0.39657 | 0.30663 | 0.13478 | 0.3389 | 0.089523 | 0.13509 | 0.50978 | 0.18342 | 1.9799 | 2.1478 | 0.071447 | 1.7646 | 0.46857 | 0.013769 | 0.56872 | 0.45393 | 0.10473 | 0.057725 | 11.2034 | 6.0467 | 10.5683 | 0.59005 | 13.6609 | 1771.5815 | 0 | 0 | 0.73133 | 0.013242 | 0.59425 | 0.016491 | 0.45895 | 0.00091891 | 0 | 0 | 0 | 0 | 0.037416 | 0.0010855 | 0.054298 | 0.00022993 | 0 | 0 | 3.2734 | 0.17716 | 0.02173 | 0.013025 | 0.01506 | 0.00021609 | 0.015559 | 0.00085561 | 0.015057 | 0.00022993 | 0.014888 | 0.00018593 | 0.014874 | 4.4001e-05 | 0.52192
382 | 46138.3101 | 0.89663 | 0.8997 | 1.0714 | 1.7521 | 9.1785 | 2.4083 | 0.57869 | 1.8054 | 0.18786 | 0.058645 | 7.9588 | 3.0909 | 0.20654 | 0.39972 | 0.14772 | 0.32395 | 0.08434 | 0.14701 | 0.53241 | 0.18672 | 2.5446 | 2.4916 | 0.076699 | 2.1249 | 0.42905 | 0.012039 | 0.56334 | 0.48327 | 0.10014 | 0.068932 | 7.1096 | 9.9831 | 11.7872 | 0.58984 | 15.6174 | 2181.7976 | 0 | 0 | 0.89001 | 0.016214 | 0.65772 | 0.016491 | 0.45689 | 0.00091891 | 0 | 0 | 0 | 0 | 0.037622 | 0.0013692 | 0.057539 | 0.00029116 | 0 | 0 | 3.8259 | 0.22232 | 0.02373 | 0.015939 | 0.015268 | 0.00027566 | 0.015557 | 0.001078 | 0.015265 | 0.00029116 | 0.01506 | 0.00023545 | 0.014874 | 5.5718e-05 | 0.9144
383 | 47021.9551 | 0.85367 | 0.77317 | 1.2958 | 1.404 | 11.3152 | 4.3564 | 3.7771 | 0.82328 | 0.52667 | 0.057629 | 9.617 | 3.4078 | 0.28872 | 0.29985 | 0.13212 | 0.34239 | 0.095874 | 0.11812 | 0.48074 | 0.1813 | 2.451 | 2.3885 | 0.095136 | 2.0036 | 0.39909 | 0.014622 | 0.4944 | 0.55944 | 0.1185 | 0.075696 | 10.6559 | 7.4848 | 9.0776 | 0.55304 | 14.8616 | 2146.1565 | 0 | 0 | 0.76613 | 0.015946 | 0.61683 | 0.016491 | 0.41179 | 0.00091891 | 0 | 0 | 0 | 0 | 0.037622 | 0.0013581 | 0.057451 | 0.00028897 | 0 | 0 | 3.7791 | 0.21838 | 0.023605 | 0.015676 | 0.015268 | 0.00027018 | 0.015557 | 0.0010692 | 0.015265 | 0.00028897 | 0.01506 | 0.00023368 | 0.014873 | 5.5286e-05 | 0.58161
384 | 45435.9303 | 0.96461 | 0.92221 | 1.076 | 1.7563 | 9.8861 | 1.528 | 3.7019 | 1.1663 | 0.6127 | 0.055264 | 9.2821 | 0.96518 | 0.33969 | 0.33113 | 0.15755 | 0.38123 | 0.077601 | 0.13654 | 0.44098 | 0.185 | 1.9738 | 2.0097 | 0.074859 | 1.8303 | 0.50096 | 0.01075 | 0.50792 | 0.48105 | 0.098113 | 0.075538 | 12.1663 | 8.7425 | 11.116 | 0.54841 | 15.5836 | 2167.4528 | 0 | 0 | 0.89487 | 0.016093 | 0.64648 | 0.016491 | 0.46762 | 0.00091891 | 0 | 0 | 0 | 0 | 0.037622 | 0.0013562 | 0.057401 | 0.00028832 | 0 | 0 | 3.8077 | 0.22078 | 0.023673 | 0.01582 | 0.015268 | 0.0002732 | 0.015557 | 0.0010679 | 0.015265 | 0.00028832 | 0.01506 | 0.00023314 | 0.014874 | 5.5177e-05 | 0.76929
385 | 39226.5181 | 0.80718 | 0.99398 | 1.2998 | 1.8692 | 15.0344 | 1.0398 | 2.2281 | 0.48151 | 0.70106 | 0.057603 | 7.5601 | 3.7826 | 0.33169 | 0.30723 | 0.13962 | 0.39478 | 0.065301 | 0.12717 | 0.43462 | 0.24529 | 2.648 | 2.3869 | 0.073728 | 2.0457 | 0.3566 | 0.01285 | 0.52063 | 0.48238 | 0.12783 | 0.084554 | 10.796 | 9.2362 | 12.8196 | 0.47862 | 14.2925 | 1933.2399 | 0 | 0 | 0.81096 | 0.014496 | 0.6435 | 0.016491 | 0.38728 | 0.00091891 | 0 | 0 | 0 | 0 | 0.037624 | 0.0011935 | 0.055631 | 0.00025253 | 0 | 0 | 3.4934 | 0.1948 | 0.022324 | 0.014255 | 0.01506 | 0.00024108 | 0.015559 | 0.00094102 | 0.015265 | 0.00025253 | 0.01506 | 0.0002042 | 0.014874 | 4.8331e-05 | 0.67664
386 | 38589.9212 | 0.88648 | 0.94761 | 1.1861 | 1.7344 | 9.8314 | 1.5623 | 2.085 | 1.3504 | 0.80689 | 0.079456 | 7.0668 | 1.7064 | 0.40207 | 0.28991 | 0.14319 | 0.34921 | 0.071921 | 0.1366 | 0.51457 | 0.2074 | 2.3708 | 2.2239 | 0.099065 | 1.7164 | 0.45611 | 0.015038 | 0.53372 | 0.47893 | 0.12941 | 0.068571 | 8.2011 | 8.0337 | 13.07 | 0.52536 | 14.1361 | 1880.858 | 0 | 0 | 0.81454 | 0.014134 | 0.64022 | 0.016491 | 0.39252 | 0.00091891 | 0 | 0 | 0 | 0 | 0.037416 | 0.0011644 | 0.055324 | 0.00024642 | 0 | 0 | 3.4214 | 0.18898 | 0.022153 | 0.0139 | 0.01506 | 0.00023384 | 0.015559 | 0.00091799 | 0.015057 | 0.00024642 | 0.01506 | 0.00019925 | 0.014874 | 4.7161e-05 | 0.59174
387 | 44801.2121 | 0.83134 | 0.75899 | 1.0832 | 1.326 | 8.5562 | 4.1574 | 1.2356 | 1.91 | 0.19673 | 0.031993 | 9.4846 | 3.5576 | 0.41948 | 0.36845 | 0.14059 | 0.29959 | 0.078188 | 0.119 | 0.40792 | 0.18813 | 2.2316 | 2.0651 | 0.076226 | 1.7119 | 0.43702 | 0.011427 | 0.65597 | 0.41287 | 0.11134 | 0.061968 | 7.4023 | 7.2738 | 13.2288 | 0.55908 | 14.6359 | 2044.8949 | 0 | 0 | 0.79918 | 0.015255 | 0.66053 | 0.016491 | 0.37267 | 0.00091891 | 0 | 0 | 0 | 0 | 0.037623 | 0.0012927 | 0.056762 | 0.00027464 | 0 | 0 | 3.6439 | 0.20714 | 0.023282 | 0.014999 | 0.015268 | 0.00025626 | 0.015558 | 0.001018 | 0.015265 | 0.00027464 | 0.01506 | 0.0002221 | 0.014873 | 5.2545e-05 | 0.66613
388 | 55754.576 | 0.95569 | 0.75646 | 1.0879 | 1.7638 | 14.8165 | 1.7135 | 1.7016 | 0.83754 | 0.81455 | 0.052162 | 7.1644 | 1.439 | 0.3169 | 0.33771 | 0.14203 | 0.35653 | 0.086721 | 0.11194 | 0.47098 | 0.20928 | 2.4112 | 2.0223 | 0.10397 | 1.5768 | 0.51906 | 0.011403 | 0.56005 | 0.4988 | 0.12749 | 0.085795 | 11.307 | 6.9948 | 15.6971 | 0.51456 | 16.9082 | 2501.9127 | 0 | 0 | 0.87188 | 0.018326 | 0.76534 | 0.019491 | 0.4549 | 0.00091891 | 0 | 0 | 0 | 0 | 0.037662 | 0.0015933 | 0.060036 | 0.00034099 | 0 | 0 | 4.2064 | 0.25497 | 0.024704 | 0.018007 | 0.015268 | 0.00031872 | 0.015597 | 0.0012523 | 0.015265 | 0.00034099 | 0.015268 | 0.00027575 | 0.014873 | 6.5232e-05 | 0.75674
389 | 39645.0797 | 0.98247 | 0.9562 | 1.1301 | 1.7366 | 10.9062 | 1.863 | 0.92162 | 1.6712 | 0.46419 | 0.067519 | 6.4292 | 1.4628 | 0.43147 | 0.38085 | 0.15342 | 0.34926 | 0.070556 | 0.13882 | 0.51522 | 0.2233 | 1.9846 | 2.1239 | 0.098918 | 2.0612 | 0.38127 | 0.01121 | 0.57501 | 0.5783 | 0.14241 | 0.064238 | 13.8429 | 8.8348 | 12.4972 | 0.50925 | 14.4097 | 1932.3078 | 0 | 0 | 0.84419 | 0.014488 | 0.63945 | 0.016491 | 0.40126 | 0.00091891 | 0 | 0 | 0 | 0 | 0.037624 | 0.0011973 | 0.05568 | 0.0002534 | 0 | 0 | 3.492 | 0.19469 | 0.02232 | 0.014247 | 0.01506 | 0.00024091 | 0.015559 | 0.00094389 | 0.015265 | 0.0002534 | 0.01506 | 0.00020491 | 0.014874 | 4.8497e-05 | 0.8076
390 | 49240.967 | 0.76367 | 0.8438 | 1.3547 | 1.8087 | 12.3131 | 2.9566 | 1.2416 | 1.2024 | 1.0892 | 0.031667 | 9.6287 | 2.7595 | 0.41596 | 0.33834 | 0.13562 | 0.33715 | 0.065408 | 0.13579 | 0.48716 | 0.20049 | 2.7146 | 2.4203 | 0.091441 | 1.7089 | 0.47769 | 0.012932 | 0.53039 | 0.44126 | 0.12881 | 0.060585 | 10.7255 | 8.7264 | 15.4086 | 0.55677 | 15.7602 | 2283.8278 | 0 | 0 | 0.80276 | 0.01688 | 0.72351 | 0.016491 | 0.3992 | 0.00091891 | 0 | 0 | 0 | 0 | 0.037664 | 0.0014413 | 0.058301 | 0.00030729 | 0 | 0 | 3.9601 | 0.23369 | 0.024039 | 0.016591 | 0.015268 | 0.00028917 | 0.015598 | 0.001134 | 0.015265 | 0.00030729 | 0.01506 | 0.00024849 | 0.014874 | 5.88e-05 | 0.76364
391 | 55903.0715 | 0.80868 | 0.82413 | 1.5333 | 1.3936 | 12.0405 | 3.5057 | 1.3114 | 0.65058 | 0.88797 | 0.023192 | 9.2276 | 1.8195 | 0.36691 | 0.36577 | 0.14137 | 0.39269 | 0.086432 | 0.11958 | 0.42887 | 0.20567 | 1.9992 | 2.3159 | 0.075903 | 2.055 | 0.48182 | 0.013838 | 0.69604 | 0.4772 | 0.10484 | 0.06576 | 8.7439 | 7.4675 | 14.2659 | 0.52066 | 16.857 | 2578.4651 | 0 | 0 | 0.79466 | 0.018702 | 0.74978 | 0.019491 | 0.44418 | 0.00091891 | 0 | 0 | 0 | 0 | 0.037662 | 0.0016231 | 0.060287 | 0.00034697 | 0 | 0 | 4.3072 | 0.26381 | 0.024876 | 0.018375 | 0.015268 | 0.0003264 | 0.015597 | 0.0012761 | 0.015265 | 0.00034697 | 0.015268 | 0.00028058 | 0.014874 | 6.6386e-05 | 0.91064
392 | 44371.1586 | 0.9873 | 0.9543 | 1.0187 | 1.4391 | 11.0934 | 3.3463 | 0.54198 | 1.7051 | 0.11613 | 0.051229 | 6.2313 | 1.4592 | 0.16131 | 0.35583 | 0.14005 | 0.34155 | 0.087134 | 0.11171 | 0.48547 | 0.20225 | 2.2986 | 2.5032 | 0.098104 | 1.9863 | 0.43332 | 0.014757 | 0.56416 | 0.40426 | 0.1388 | 0.063068 | 10.6869 | 7.5438 | 15.0508 | 0.43351 | 16.0404 | 2145.1853 | 0 | 0 | 0.92375 | 0.015909 | 0.69997 | 0.016491 | 0.52788 | 0.00091891 | 0 | 0 | 0 | 0 | 0.037623 | 0.001335 | 0.057157 | 0.0002833 | 0 | 0 | 3.7792 | 0.21839 | 0.023588 | 0.01564 | 0.015268 | 0.00026945 | 0.015557 | 0.0010517 | 0.015265 | 0.0002833 | 0.01506 | 0.00022908 | 0.014874 | 5.4217e-05 | 0.84243
393 | 44569.8351 | 0.763 | 0.74534 | 1.3666 | 1.2557 | 13.3829 | 2.8632 | 0.82513 | 0.5284 | 0.99517 | 0.028443 | 9.0203 | 2.7783 | 0.11988 | 0.31688 | 0.1452 | 0.32849 | 0.090111 | 0.1518 | 0.47604 | 0.21292 | 2.2745 | 2.1867 | 0.079564 | 2.0462 | 0.47486 | 0.012335 | 0.65217 | 0.47134 | 0.11806 | 0.073072 | 7.2776 | 7.2983 | 13.836 | 0.6913 | 15.172 | 2042.7988 | 0 | 0 | 0.72027 | 0.015132 | 0.66606 | 0.016491 | 0.54886 | 0.00091891 | 0 | 0 | 0 | 0 | 0.037623 | 0.0012856 | 0.056696 | 0.00027328 | 0 | 0 | 3.6439 | 0.20714 | 0.022622 | 0.014878 | 0.015268 | 0.00025376 | 0.015558 | 0.0010123 | 0.015265 | 0.00027328 | 0.01506 | 0.00022099 | 0.014873 | 5.2287e-05 | 0.55808
394 | 37625.5571 | 0.90472 | 0.92971 | 1.489 | 1.7577 | 8.077 | 1.1136 | 3.9331 | 1.7081 | 0.75844 | 0.074239 | 7.2152 | 3.0815 | 0.15251 | 0.32532 | 0.15446 | 0.33598 | 0.079337 | 0.14617 | 0.45153 | 0.1892 | 2.3843 | 1.947 | 0.099083 | 1.8532 | 0.48354 | 0.012109 | 0.56702 | 0.5246 | 0.12015 | 0.064317 | 9.6229 | 6.3307 | 15.2223 | 0.56808 | 14.1391 | 1835.526 | 0 | 0 | 0.72907 | 0.013779 | 0.65804 | 0.016491 | 0.46407 | 0.00091891 | 0 | 0 | 0 | 0 | 0.037416 | 0.0011309 | 0.054962 | 0.00023939 | 0 | 0 | 3.36 | 0.18405 | 0.021985 | 0.013553 | 0.01506 | 0.00022677 | 0.015559 | 0.0008915 | 0.015057 | 0.00023939 | 0.01506 | 0.00019357 | 0.014874 | 4.5816e-05 | 0.63221
395 | 42371.906 | 0.8962 | 0.79909 | 1.4979 | 1.3206 | 11.2994 | 1.5057 | 0.81536 | 1.924 | 0.86222 | 0.053619 | 6.9101 | 0.61026 | 0.40931 | 0.30239 | 0.13882 | 0.33745 | 0.075408 | 0.14994 | 0.39338 | 0.19544 | 2.2062 | 2.4538 | 0.10305 | 2.1075 | 0.46295 | 0.012326 | 0.51984 | 0.40479 | 0.11105 | 0.068764 | 11.0976 | 9.3199 | 13.1077 | 0.66099 | 14.6981 | 1985.3536 | 0 | 0 | 0.70542 | 0.014712 | 0.65051 | 0.016491 | 0.50095 | 0.00091891 | 0 | 0 | 0 | 0 | 0.037624 | 0.0012374 | 0.056158 | 0.00026252 | 0 | 0 | 3.5674 | 0.20084 | 0.022425 | 0.014466 | 0.01506 | 0.00024534 | 0.015558 | 0.0009749 | 0.015265 | 0.00026252 | 0.01506 | 0.00021229 | 0.014874 | 5.0234e-05 | 0.54993
396 | 44063.9282 | 0.92691 | 0.83172 | 1.1169 | 1.6815 | 11.3374 | 1.8322 | 1.9667 | 1.7924 | 0.38385 | 0.021533 | 8.0866 | 2.169 | 0.31532 | 0.31312 | 0.13717 | 0.3066 | 0.071887 | 0.1361 | 0.44564 | 0.18265 | 2.245 | 2.6108 | 0.073599 | 1.661 | 0.33651 | 0.013909 | 0.50786 | 0.51085 | 0.10943 | 0.068459 | 9.6922 | 8.9373 | 13.3206 | 0.58626 | 14.8951 | 2055.9646 | 0 | 0 | 0.82266 | 0.015332 | 0.66341 | 0.016491 | 0.4114 | 0.00091891 | 0 | 0 | 0 | 0 | 0.037623 | 0.0012917 | 0.056743 | 0.00027444 | 0 | 0 | 3.659 | 0.20838 | 0.023318 | 0.015074 | 0.015268 | 0.00025783 | 0.015558 | 0.0010173 | 0.015265 | 0.00027444 | 0.01506 | 0.00022192 | 0.014874 | 5.2513e-05 | 0.62143
397 | 50705.6343 | 0.99716 | 0.99751 | 1.2794 | 1.7069 | 10.439 | 4.3878 | 3.6288 | 1.7633 | 0.1854 | 0.072359 | 6.7368 | 3.7346 | 0.28482 | 0.33708 | 0.16275 | 0.37257 | 0.089189 | 0.12466 | 0.52302 | 0.21295 | 2.3726 | 2.1291 | 0.099312 | 2.0327 | 0.47884 | 0.012794 | 0.51518 | 0.44283 | 0.10838 | 0.070191 | 9.9032 | 8.308 | 15.6836 | 0.46975 | 16.7874 | 2462.7433 | 0 | 0 | 0.91121 | 0.017993 | 0.75896 | 0.019491 | 0.43574 | 0.00091891 | 0 | 0 | 0 | 0 | 0.037663 | 0.0015315 | 0.059358 | 0.00032641 | 0 | 0 | 4.1591 | 0.25084 | 0.024552 | 0.017681 | 0.015268 | 0.00031189 | 0.015597 | 0.0012051 | 0.015265 | 0.00032641 | 0.015268 | 0.00026394 | 0.014874 | 6.247e-05 | 0.9639
398 | 49046.4458 | 0.94074 | 0.82862 | 1.0746 | 1.3854 | 9.2908 | 3.9193 | 1.1805 | 1.5098 | 0.91487 | 0.079476 | 9.737 | 1.1063 | 0.31263 | 0.27578 | 0.12903 | 0.35291 | 0.071531 | 0.144 | 0.41293 | 0.20143 | 2.4968 | 1.7027 | 0.092421 | 1.7891 | 0.4508 | 0.013989 | 0.59167 | 0.42855 | 0.11331 | 0.059618 | 7.9964 | 8.5255 | 11.9671 | 0.59864 | 15.9484 | 2265.2238 | 0 | 0 | 0.87202 | 0.016762 | 0.66834 | 0.016491 | 0.47411 | 0.00091891 | 0 | 0 | 0 | 0 | 0.037664 | 0.0014318 | 0.058192 | 0.0003049 | 0 | 0 | 3.9356 | 0.23161 | 0.023984 | 0.016475 | 0.015268 | 0.00028673 | 0.015598 | 0.0011269 | 0.015265 | 0.0003049 | 0.01506 | 0.00024656 | 0.014874 | 5.834e-05 | 0.60637
399 | 41148.2954 | 0.84071 | 0.81274 | 1.1125 | 1.2491 | 13.1644 | 3.8636 | 0.7429 | 1.3778 | 1.0496 | 0.049622 | 8.0398 | 0.53761 | 0.33017 | 0.3967 | 0.14423 | 0.36313 | 0.097262 | 0.12665 | 0.50322 | 0.2154 | 1.9162 | 2.4885 | 0.09075 | 1.8546 | 0.48796 | 0.012818 | 0.59637 | 0.45634 | 0.13504 | 0.066807 | 12.3688 | 9.9567 | 12.0781 | 0.54878 | 14.6098 | 1921.8934 | 0 | 0 | 0.79061 | 0.014412 | 0.63357 | 0.016491 | 0.49858 | 0.00091891 | 0 | 0 | 0 | 0 | 0.037624 | 0.0012254 | 0.056067 | 0.00026074 | 0 | 0 | 3.4768 | 0.19346 | 0.022284 | 0.014172 | 0.01506 | 0.00023933 | 0.015558 | 0.00096464 | 0.015265 | 0.00026074 | 0.01506 | 0.0002108 | 0.014874 | 4.9935e-05 | 0.71663
400 | 46980.5717 | 0.98713 | 0.96952 | 1.1798 | 1.1698 | 8.7947 | 1.5103 | 3.1741 | 1.4469 | 0.99414 | 0.071905 | 9.5083 | 1.8315 | 0.37583 | 0.3952 | 0.15219 | 0.33475 | 0.076074 | 0.13323 | 0.46222 | 0.1822 | 2.1846 | 2.3227 | 0.087099 | 2.0245 | 0.45658 | 0.012705 | 0.5795 | 0.45544 | 0.10396 | 0.069282 | 9.0318 | 9.6449 | 14.4067 | 0.5104 | 15.9863 | 2264.4205 | 0 | 0 | 0.89814 | 0.016752 | 0.70714 | 0.016491 | 0.42939 | 0.00091891 | 0 | 0 | 0 | 0 | 0.037622 | 0.0014154 | 0.057976 | 0.00030064 | 0 | 0 | 3.9351 | 0.23157 | 0.023979 | 0.016465 | 0.015268 | 0.0002865 | 0.015556 | 0.0011148 | 0.015265 | 0.00030064 | 0.01506 | 0.00024311 | 0.014874 | 5.7536e-05 | 1.0103
401 | 54956.1034 | 0.97668 | 0.93033 | 1.4916 | 1.6066 | 13.6092 | 2.3937 | 1.8124 | 1.585 | 0.24072 | 0.065259 | 8.3691 | 2.0194 | 0.25812 | 0.40491 | 0.14492 | 0.3377 | 0.064511 | 0.12822 | 0.43777 | 0.20133 | 2.2446 | 2.3494 | 0.095972 | 2.0375 | 0.45453 | 0.011779 | 0.48998 | 0.53436 | 0.10141 | 0.076501 | 10.9445 | 6.5803 | 14.423 | 0.50923 | 17.2829 | 2606.9522 | 0 | 0 | 0.85144 | 0.01894 | 0.75644 | 0.019491 | 0.48867 | 0.00091891 | 0 | 0 | 0 | 0 | 0.037662 | 0.0016309 | 0.060333 | 0.00034835 | 0 | 0 | 4.3423 | 0.26691 | 0.024985 | 0.018609 | 0.015268 | 0.00033133 | 0.015597 | 0.0012825 | 0.015265 | 0.00034835 | 0.015268 | 0.00028169 | 0.014874 | 6.6658e-05 | 1.15
402 | 54907.3572 | 0.87405 | 0.98707 | 1.1029 | 1.6417 | 12.8892 | 3.5765 | 1.4329 | 1.6018 | 0.87312 | 0.041955 | 8.6303 | 3.7117 | 0.3805 | 0.28281 | 0.12593 | 0.30039 | 0.079626 | 0.12862 | 0.43523 | 0.20767 | 2.2975 | 2.4397 | 0.075546 | 1.5665 | 0.46147 | 0.012215 | 0.44575 | 0.38536 | 0.14176 | 0.080712 | 7.7951 | 7.3966 | 14.6803 | 0.46038 | 17.5133 | 2642.913 | 0 | 0 | 0.99826 | 0.019199 | 0.76569 | 0.019491 | 0.42131 | 0.00091891 | 0 | 0 | 0 | 0 | 0.037662 | 0.0016488 | 0.060486 | 0.00035207 | 0 | 0 | 4.3872 | 0.27089 | 0.025739 | 0.018863 | 0.015268 | 0.00033669 | 0.015597 | 0.0012967 | 0.015265 | 0.00035207 | 0.015268 | 0.0002847 | 0.014874 | 6.7376e-05 | 0.86413
403 | 49194.4094 | 0.85154 | 0.80575 | 1.0622 | 1.4398 | 7.5465 | 3.0664 | 0.6713 | 1.5745 | 0.92864 | 0.050026 | 9.8015 | 1.1464 | 0.41504 | 0.37173 | 0.17025 | 0.33231 | 0.084916 | 0.13533 | 0.49786 | 0.17186 | 2.5682 | 2.1906 | 0.085559 | 1.8915 | 0.43428 | 0.013488 | 0.53312 | 0.43105 | 0.10539 | 0.07411 | 9.2379 | 6.5876 | 8.3023 | 0.59891 | 15.6148 | 2259.4567 | 0 | 0 | 0.86418 | 0.016702 | 0.61528 | 0.016491 | 0.45266 | 0.00091891 | 0 | 0 | 0 | 0 | 0.037664 | 0.0014295 | 0.05818 | 0.00030459 | 0 | 0 | 3.9285 | 0.231 | 0.023956 | 0.016416 | 0.015268 | 0.00028552 | 0.015598 | 0.0011249 | 0.015265 | 0.00030459 | 0.01506 | 0.00024631 | 0.014874 | 5.8278e-05 | 0.79261
404 | 47046.2634 | 0.99255 | 0.89059 | 1.3089 | 1.6244 | 12.7451 | 2.4188 | 0.84604 | 1.5953 | 0.1592 | 0.038905 | 6.3839 | 0.68562 | 0.2641 | 0.30044 | 0.13086 | 0.4 | 0.081222 | 0.10488 | 0.43596 | 0.20043 | 2.2472 | 2.5633 | 0.098161 | 1.6657 | 0.521 | 0.014147 | 0.54489 | 0.4787 | 0.096727 | 0.057395 | 7.9484 | 9.8527 | 14.9582 | 0.46807 | 16.0308 | 2217.6498 | 0 | 0 | 0.82215 | 0.016441 | 0.7092 | 0.016491 | 0.52137 | 0.00091891 | 0 | 0 | 0 | 0 | 0.037622 | 0.0013943 | 0.057802 | 0.00029671 | 0 | 0 | 3.8735 | 0.22633 | 0.023835 | 0.01616 | 0.015268 | 0.00028023 | 0.015557 | 0.0010976 | 0.015265 | 0.00029671 | 0.01506 | 0.00023993 | 0.014874 | 5.6781e-05 | 0.69221
405 | 44650.3734 | 0.8578 | 0.79469 | 1.0153 | 1.2986 | 7.8409 | 3.4286 | 0.68181 | 1.1169 | 0.62705 | 0.068688 | 7.4054 | 2.8157 | 0.11221 | 0.31136 | 0.14658 | 0.31617 | 0.092557 | 0.1259 | 0.45156 | 0.19288 | 2.2855 | 2.3139 | 0.087038 | 1.8367 | 0.49464 | 0.014215 | 0.59852 | 0.56824 | 0.11409 | 0.057791 | 14.39 | 9.0676 | 15.4953 | 0.57075 | 15.6883 | 2061.4126 | 0 | 0 | 0.83926 | 0.015354 | 0.69571 | 0.016491 | 0.56276 | 0.00091891 | 0 | 0 | 0 | 0 | 0.037623 | 0.0012989 | 0.056818 | 0.00027588 | 0 | 0 | 3.6666 | 0.20901 | 0.023329 | 0.015096 | 0.015268 | 0.00025824 | 0.015558 | 0.001023 | 0.015265 | 0.00027588 | 0.01506 | 0.00022309 | 0.014874 | 5.2785e-05 | 0.59264
406 | 40512.4687 | 0.90535 | 0.78038 | 1.1703 | 1.1502 | 10.4964 | 2.3402 | 2.2351 | 0.52495 | 0.18833 | 0.053347 | 6.7682 | 2.7679 | 0.19933 | 0.33715 | 0.14377 | 0.28669 | 0.088687 | 0.14519 | 0.35061 | 0.1759 | 2.2402 | 2.2356 | 0.097595 | 1.7533 | 0.40128 | 0.013705 | 0.58459 | 0.39914 | 0.11747 | 0.068966 | 10.6404 | 6.801 | 14.1488 | 0.64784 | 14.1894 | 1876.9905 | 0 | 0 | 0.75388 | 0.014104 | 0.65183 | 0.016491 | 0.43421 | 0.00091891 | 0 | 0 | 0 | 0 | 0.037624 | 0.00118 | 0.055523 | 0.00024992 | 0 | 0 | 3.4156 | 0.18851 | 0.022139 | 0.013871 | 0.01506 | 0.00023319 | 0.015559 | 0.00093009 | 0.015265 | 0.00024992 | 0.01506 | 0.0002021 | 0.014874 | 4.7821e-05 | 0.56981
407 | 45607.1732 | 0.81837 | 0.78588 | 1.2377 | 1.4263 | 12.0669 | 2.2596 | 1.4628 | 1.6065 | 1.1625 | 0.024662 | 9.9136 | 2.1439 | 0.28835 | 0.34766 | 0.14025 | 0.36487 | 0.079981 | 0.13623 | 0.37203 | 0.17066 | 2.527 | 2.0573 | 0.094534 | 1.7319 | 0.40665 | 0.01264 | 0.45211 | 0.48598 | 0.11742 | 0.071511 | 7.5077 | 6.0072 | 14.0105 | 0.60852 | 14.9955 | 2094.453 | 0 | 0 | 0.77712 | 0.015594 | 0.67601 | 0.016491 | 0.42058 | 0.00091891 | 0 | 0 | 0 | 0 | 0.037623 | 0.0013229 | 0.057079 | 0.00028125 | 0 | 0 | 3.7104 | 0.21265 | 0.02344 | 0.015331 | 0.015268 | 0.00026308 | 0.015557 | 0.0010416 | 0.015265 | 0.00028125 | 0.01506 | 0.00022744 | 0.014874 | 5.3811e-05 | 0.66691
408 | 46881.5452 | 0.97315 | 0.90964 | 1.5301 | 1.2487 | 13.4859 | 3.5062 | 2.1919 | 1.7566 | 1.1187 | 0.059965 | 6.2511 | 2.0918 | 0.20619 | 0.37871 | 0.12605 | 0.33651 | 0.073977 | 0.15898 | 0.47316 | 0.17923 | 2.2995 | 1.983 | 0.08261 | 2.0569 | 0.37083 | 0.013415 | 0.45373 | 0.49704 | 0.11547 | 0.058666 | 6.5444 | 6.564 | 13.1916 | 0.6085 | 15.6809 | 2224.7868 | 0 | 0 | 0.77987 | 0.01648 | 0.6846 | 0.016491 | 0.47824 | 0.00091891 | 0 | 0 | 0 | 0 | 0.037622 | 0.0013968 | 0.057809 | 0.00029691 | 0 | 0 | 3.8831 | 0.22715 | 0.023853 | 0.016199 | 0.015268 | 0.000281 | 0.015557 | 0.0010999 | 0.015265 | 0.00029691 | 0.01506 | 0.00024009 | 0.014874 | 5.6823e-05 | 0.89254
409 | 46090.1873 | 0.97097 | 0.91756 | 1.0057 | 1.3486 | 12.0538 | 2.7752 | 3.2469 | 1.6354 | 0.51534 | 0.068638 | 7.1373 | 2.1086 | 0.14638 | 0.40137 | 0.14951 | 0.34002 | 0.077924 | 0.13648 | 0.39681 | 0.1622 | 2.1388 | 2.2345 | 0.10614 | 2.0027 | 0.43775 | 0.012935 | 0.58204 | 0.48846 | 0.13561 | 0.060758 | 10.4173 | 6.5168 | 13.4404 | 0.517 | 16.1538 | 2193.9557 | 0 | 0 | 0.92338 | 0.016274 | 0.68452 | 0.016491 | 0.53385 | 0.00091891 | 0 | 0 | 0 | 0 | 0.037622 | 0.0013714 | 0.057537 | 0.00029117 | 0 | 0 | 3.8427 | 0.22373 | 0.023758 | 0.015997 | 0.015268 | 0.00027683 | 0.015557 | 0.0010802 | 0.015265 | 0.00029117 | 0.01506 | 0.00023545 | 0.014874 | 5.5713e-05 | 0.93966
410 | 48831.5132 | 0.99429 | 0.89095 | 1.0033 | 1.1559 | 8.4372 | 2.6834 | 1.3439 | 1.134 | 0.57738 | 0.061256 | 6.7333 | 2.7528 | 0.16475 | 0.33394 | 0.13011 | 0.37821 | 0.087848 | 0.15127 | 0.42215 | 0.20044 | 2.1578 | 2.2176 | 0.10089 | 2.0256 | 0.44919 | 0.0134 | 0.54962 | 0.53354 | 0.11554 | 0.065613 | 8.0402 | 6.0877 | 13.3674 | 0.59066 | 16.4895 | 2320.2552 | 0 | 0 | 0.93195 | 0.016967 | 0.7052 | 0.019491 | 0.51153 | 0.00091891 | 0 | 0 | 0 | 0 | 0.037664 | 0.0014449 | 0.058297 | 0.00030734 | 0 | 0 | 3.9767 | 0.23511 | 0.024079 | 0.016676 | 0.015268 | 0.00029087 | 0.015598 | 0.0011375 | 0.015265 | 0.00030734 | 0.01506 | 0.00024853 | 0.014874 | 5.8811e-05 | 0.79885
411 | 43274.6752 | 0.93102 | 0.76836 | 0.9793 | 1.4198 | 6.6653 | 2.7911 | 1.2739 | 1.774 | 0.90737 | 0.041324 | 6.0179 | 0.69878 | 0.36846 | 0.35866 | 0.16713 | 0.30383 | 0.077449 | 0.12433 | 0.48172 | 0.2174 | 2.6359 | 1.8368 | 0.096457 | 1.5487 | 0.4377 | 0.014789 | 0.54236 | 0.54442 | 0.10757 | 0.073583 | 12.0889 | 9.4398 | 10.0103 | 0.59072 | 14.6285 | 1983.097 | 0 | 0 | 0.82504 | 0.014857 | 0.61502 | 0.016491 | 0.45116 | 0.00091891 | 0 | 0 | 0 | 0 | 0.037623 | 0.0012555 | 0.056368 | 0.00026668 | 0 | 0 | 3.5598 | 0.20022 | 0.022494 | 0.014609 | 0.01506 | 0.00024827 | 0.015558 | 0.00098878 | 0.015265 | 0.00026668 | 0.01506 | 0.00021565 | 0.014874 | 5.1028e-05 | 0.63574
412 | 47053.3415 | 0.75235 | 0.87299 | 1.0498 | 1.145 | 12.163 | 3.7661 | 2.7034 | 1.0047 | 0.59351 | 0.051289 | 9.1575 | 0.91013 | 0.22947 | 0.31565 | 0.14583 | 0.40177 | 0.087671 | 0.13947 | 0.44199 | 0.22727 | 2.0831 | 1.9276 | 0.092363 | 2.1131 | 0.43597 | 0.01353 | 0.5941 | 0.58433 | 0.10878 | 0.080987 | 6.9352 | 7.078 | 13.4089 | 0.57053 | 16.0394 | 2207.8078 | 0 | 0 | 0.8902 | 0.016366 | 0.6858 | 0.016491 | 0.51325 | 0.00091891 | 0 | 0 | 0 | 0 | 0.037622 | 0.001389 | 0.057733 | 0.00029519 | 0 | 0 | 3.8607 | 0.22525 | 0.0238 | 0.016088 | 0.015268 | 0.00027868 | 0.015557 | 0.0010938 | 0.015265 | 0.00029519 | 0.01506 | 0.00023871 | 0.014874 | 5.6486e-05 | 0.7096
413 | 45380.9454 | 0.78469 | 0.95934 | 1.0696 | 1.6215 | 10.7536 | 2.5991 | 0.78499 | 0.89635 | 0.30475 | 0.036766 | 7.1746 | 3.9221 | 0.33538 | 0.39553 | 0.14274 | 0.41507 | 0.064426 | 0.1509 | 0.38071 | 0.24084 | 2.3493 | 2.1446 | 0.081523 | 2.06 | 0.34699 | 0.013812 | 0.58387 | 0.42531 | 0.10043 | 0.06938 | 11.186 | 8.7119 | 8.8916 | 0.56468 | 15.3541 | 2191.2535 | 0 | 0 | 0.91653 | 0.016233 | 0.61826 | 0.016491 | 0.40613 | 0.00091891 | 0 | 0 | 0 | 0 | 0.037622 | 0.0013653 | 0.057478 | 0.00029004 | 0 | 0 | 3.8398 | 0.22349 | 0.023739 | 0.015957 | 0.015268 | 0.00027604 | 0.015557 | 0.0010752 | 0.015265 | 0.00029004 | 0.01506 | 0.00023453 | 0.014874 | 5.5507e-05 | 0.96401
414 | 54607.1801 | 0.81195 | 0.72604 | 1.4184 | 1.2245 | 11.0903 | 1.6937 | 0.79219 | 1.5084 | 0.090743 | 0.079092 | 6.1706 | 2.4414 | 0.36115 | 0.28675 | 0.13735 | 0.28824 | 0.081922 | 0.12134 | 0.36047 | 0.18628 | 1.815 | 2.4802 | 0.097771 | 1.7818 | 0.40397 | 0.011942 | 0.50939 | 0.46662 | 0.13479 | 0.075882 | 8.687 | 6.0819 | 9.8481 | 0.5599 | 15.8449 | 2431.5618 | 0 | 0 | 0.7605 | 0.01786 | 0.66262 | 0.019491 | 0.41325 | 0.00091891 | 0 | 0 | 0 | 0 | 0.037663 | 0.001553 | 0.059636 | 0.00033184 | 0 | 0 | 4.1162 | 0.24712 | 0.024491 | 0.017551 | 0.015268 | 0.00030911 | 0.015597 | 0.0012212 | 0.015265 | 0.00033184 | 0.015268 | 0.00026836 | 0.014873 | 6.3478e-05 | 0.59971
415 | 50344.676 | 0.89716 | 0.78704 | 1.3853 | 1.6037 | 12.4202 | 3.156 | 2.8809 | 0.90047 | 0.30654 | 0.052816 | 7.5747 | 2.7116 | 0.18522 | 0.3063 | 0.13266 | 0.35272 | 0.082552 | 0.12985 | 0.41158 | 0.2193 | 2.094 | 2.2502 | 0.084174 | 1.7914 | 0.38374 | 0.011483 | 0.63754 | 0.49899 | 0.11625 | 0.066094 | 12.0305 | 9.4806 | 8.8273 | 0.5669 | 15.5768 | 2271.3715 | 0 | 0 | 0.7741 | 0.01695 | 0.62652 | 0.016491 | 0.47992 | 0.00091891 | 0 | 0 | 0 | 0 | 0.037663 | 0.001455 | 0.058657 | 0.00031035 | 0 | 0 | 3.9396 | 0.23195 | 0.024071 | 0.016659 | 0.015268 | 0.00029057 | 0.015598 | 0.0011447 | 0.015265 | 0.00031035 | 0.015268 | 0.00025097 | 0.014874 | 5.9379e-05 | 0.64976
416 | 49107.4244 | 0.81378 | 0.77167 | 0.97773 | 1.3818 | 9.1574 | 1.8784 | 2.6677 | 1.7607 | 0.68781 | 0.070952 | 6.4335 | 1.9702 | 0.2027 | 0.27269 | 0.13584 | 0.32452 | 0.086777 | 0.14318 | 0.50048 | 0.20019 | 1.8601 | 2.025 | 0.091516 | 2.1722 | 0.4097 | 0.014166 | 0.48112 | 0.5157 | 0.11798 | 0.067902 | 9.4239 | 7.4547 | 13.4344 | 0.63782 | 15.882 | 2222.2037 | 0 | 0 | 0.87299 | 0.016529 | 0.68903 | 0.016491 | 0.47099 | 0.00091891 | 0 | 0 | 0 | 0 | 0.037622 | 0.0014163 | 0.058053 | 0.00030176 | 0 | 0 | 3.8775 | 0.22668 | 0.023876 | 0.016247 | 0.015268 | 0.00028201 | 0.015556 | 0.0011145 | 0.015265 | 0.00030176 | 0.01506 | 0.00024402 | 0.014873 | 5.7733e-05 | 0.55109
417 | 53312.9685 | 0.79229 | 0.88742 | 1.0324 | 1.1884 | 14.5181 | 3.3127 | 3.7412 | 0.65899 | 0.57194 | 0.061859 | 8.8393 | 3.1462 | 0.35859 | 0.3028 | 0.12781 | 0.271 | 0.081241 | 0.14342 | 0.48519 | 0.22174 | 2.2027 | 2.412 | 0.099261 | 1.6631 | 0.43277 | 0.012365 | 0.56905 | 0.55102 | 0.14152 | 0.057917 | 12.6325 | 6.7731 | 12.4803 | 0.53868 | 16.8132 | 2512.2818 | 0 | 0 | 0.9539 | 0.01826 | 0.71364 | 0.019491 | 0.4229 | 0.00091891 | 0 | 0 | 0 | 0 | 0.037663 | 0.0015714 | 0.05976 | 0.00033512 | 0 | 0 | 4.2235 | 0.25646 | 0.024674 | 0.017942 | 0.015268 | 0.0003173 | 0.015597 | 0.0012363 | 0.015265 | 0.00033512 | 0.015268 | 0.000271 | 0.014874 | 6.4125e-05 | 0.78695
418 | 50843.9782 | 0.77248 | 0.91856 | 1.0853 | 1.233 | 10.3594 | 1.7324 | 0.85726 | 1.8404 | 0.33287 | 0.060189 | 9.5054 | 1.7206 | 0.30289 | 0.31392 | 0.13237 | 0.34863 | 0.075262 | 0.1325 | 0.40161 | 0.18052 | 2.5158 | 2.4524 | 0.093832 | 1.562 | 0.5217 | 0.012741 | 0.51344 | 0.50298 | 0.12211 | 0.073338 | 9.1355 | 7.7357 | 11.4109 | 0.51502 | 16.4409 | 2414.7581 | 0 | 0 | 0.93313 | 0.017681 | 0.68415 | 0.019491 | 0.44773 | 0.00091891 | 0 | 0 | 0 | 0 | 0.037663 | 0.0015111 | 0.059162 | 0.00032182 | 0 | 0 | 4.097 | 0.24546 | 0.024408 | 0.017375 | 0.015268 | 0.00030545 | 0.015598 | 0.0011893 | 0.015265 | 0.00032182 | 0.015268 | 0.00026024 | 0.014874 | 6.1585e-05 | 0.81196
419 | 52372.96 | 0.75442 | 0.81481 | 1.2 | 1.4439 | 9.2233 | 1.0981 | 2.1874 | 0.41085 | 0.60028 | 0.02729 | 7.7747 | 0.82639 | 0.16377 | 0.33944 | 0.12583 | 0.37371 | 0.078086 | 0.14055 | 0.45275 | 0.19773 | 2.7484 | 2.4007 | 0.080949 | 1.9695 | 0.45227 | 0.012929 | 0.4991 | 0.4534 | 0.12276 | 0.058742 | 10.5717 | 7.0209 | 10.923 | 0.59271 | 16.7358 | 2421.5642 | 0 | 0 | 0.84894 | 0.017647 | 0.67612 | 0.019491 | 0.57408 | 0.00091891 | 0 | 0 | 0 | 0 | 0.037663 | 0.0015203 | 0.059294 | 0.00032444 | 0 | 0 | 4.1074 | 0.24636 | 0.024393 | 0.017342 | 0.015268 | 0.00030477 | 0.015598 | 0.0011958 | 0.015265 | 0.00032444 | 0.015268 | 0.00026237 | 0.014874 | 6.2076e-05 | 0.78091
420 | 44699.7804 | 0.95755 | 0.82003 | 1.3072 | 1.3457 | 14.802 | 2.2509 | 1.3504 | 1.664 | 0.95981 | 0.071597 | 9.3781 | 2.351 | 0.29459 | 0.35075 | 0.15584 | 0.31991 | 0.072032 | 0.13648 | 0.47382 | 0.19709 | 2.4427 | 1.7679 | 0.086574 | 1.8355 | 0.36497 | 0.012205 | 0.63452 | 0.5043 | 0.11214 | 0.054969 | 9.5195 | 6.1484 | 14.0454 | 0.57832 | 14.9201 | 2082.177 | 0 | 0 | 0.77114 | 0.015471 | 0.67434 | 0.016491 | 0.41619 | 0.00091891 | 0 | 0 | 0 | 0 | 0.037623 | 0.0013089 | 0.056922 | 0.00027808 | 0 | 0 | 3.6951 | 0.21137 | 0.023383 | 0.01521 | 0.015268 | 0.0002606 | 0.015557 | 0.0010308 | 0.015265 | 0.00027808 | 0.01506 | 0.00022487 | 0.014874 | 5.3213e-05 | 0.69427
421 | 47178.2059 | 0.82836 | 0.73774 | 1.2985 | 1.3895 | 6.7166 | 3.359 | 3.662 | 0.55608 | 1.1277 | 0.063306 | 9.1527 | 2.2017 | 0.11372 | 0.30802 | 0.13544 | 0.34302 | 0.065149 | 0.10466 | 0.49104 | 0.22193 | 1.9578 | 1.9662 | 0.080233 | 1.7685 | 0.37532 | 0.015313 | 0.54458 | 0.50115 | 0.11224 | 0.068309 | 10.4392 | 7.489 | 15.9967 | 0.52213 | 15.7877 | 2130.4497 | 0 | 0 | 0.74843 | 0.015838 | 0.71113 | 0.016491 | 0.57227 | 0.00091891 | 0 | 0 | 0 | 0 | 0.037622 | 0.0013533 | 0.057414 | 0.00028812 | 0 | 0 | 3.7581 | 0.21663 | 0.023554 | 0.01557 | 0.015268 | 0.000268 | 0.015557 | 0.0010651 | 0.015265 | 0.00028812 | 0.01506 | 0.000233 | 0.014873 | 5.5121e-05 | 0.56722
422 | 46474.7637 | 0.98398 | 0.80515 | 1.3928 | 1.2098 | 9.5373 | 1.2264 | 3.54 | 0.75192 | 0.7851 | 0.067783 | 7.4293 | 1.3022 | 0.19442 | 0.36072 | 0.11768 | 0.32177 | 0.081688 | 0.13814 | 0.47254 | 0.16312 | 2.5995 | 2.0447 | 0.097663 | 2.0059 | 0.41453 | 0.011475 | 0.4859 | 0.5485 | 0.12049 | 0.068972 | 11.9463 | 8.5326 | 11.2706 | 0.59668 | 15.2757 | 2142.7629 | 0 | 0 | 0.75672 | 0.015923 | 0.64599 | 0.016491 | 0.49459 | 0.00091891 | 0 | 0 | 0 | 0 | 0.037622 | 0.0013532 | 0.057384 | 0.00028765 | 0 | 0 | 3.7746 | 0.21801 | 0.023594 | 0.015653 | 0.015268 | 0.00026971 | 0.015557 | 0.0010655 | 0.015265 | 0.00028765 | 0.01506 | 0.00023262 | 0.014874 | 5.5039e-05 | 0.72594
423 | 38120.9401 | 0.96204 | 0.93625 | 1.3007 | 1.8243 | 13.2332 | 3.348 | 0.73168 | 1.5809 | 0.69233 | 0.031475 | 9.538 | 3.4244 | 0.24666 | 0.32537 | 0.14057 | 0.34316 | 0.08116 | 0.1299 | 0.38209 | 0.20721 | 2.0789 | 1.7716 | 0.10058 | 1.7705 | 0.42358 | 0.01132 | 0.49568 | 0.5191 | 0.12877 | 0.079134 | 8.0745 | 7.8204 | 9.8592 | 0.50798 | 13.8356 | 1855.0475 | 0 | 0 | 0.77597 | 0.01396 | 0.59663 | 0.016491 | 0.40581 | 0.00091891 | 0 | 0 | 0 | 0 | 0.037416 | 0.0011478 | 0.055148 | 0.00024298 | 0 | 0 | 3.3857 | 0.18611 | 0.022071 | 0.01373 | 0.01506 | 0.00023038 | 0.015559 | 0.00090483 | 0.015057 | 0.00024298 | 0.01506 | 0.00019648 | 0.014874 | 4.6504e-05 | 0.64627
424 | 40645.4324 | 0.83929 | 0.7641 | 1.1478 | 1.844 | 13.8355 | 4.1982 | 2.4944 | 1.6052 | 0.19109 | 0.054079 | 9.6529 | 1.4433 | 0.20157 | 0.32325 | 0.14359 | 0.28885 | 0.087983 | 0.15242 | 0.43231 | 0.21006 | 2.3418 | 1.9785 | 0.096283 | 1.8099 | 0.41481 | 0.011628 | 0.63285 | 0.43653 | 0.13814 | 0.072012 | 9.4955 | 9.7992 | 8.7848 | 0.66037 | 14.1519 | 1892.3049 | 0 | 0 | 0.75251 | 0.014084 | 0.58644 | 0.016491 | 0.4763 | 0.00091891 | 0 | 0 | 0 | 0 | 0.037624 | 0.0011763 | 0.055504 | 0.00024952 | 0 | 0 | 3.4402 | 0.1905 | 0.022129 | 0.013851 | 0.01506 | 0.00023283 | 0.015559 | 0.00092675 | 0.015265 | 0.00024952 | 0.01506 | 0.00020178 | 0.014873 | 4.7737e-05 | 0.53443
425 | 43136.6017 | 0.78239 | 0.84326 | 1.2871 | 1.2849 | 8.303 | 2.8209 | 1.9458 | 1.4672 | 0.72252 | 0.027156 | 9.0548 | 0.80418 | 0.16164 | 0.38144 | 0.13798 | 0.31459 | 0.090547 | 0.12836 | 0.35498 | 0.20388 | 2.3377 | 1.8003 | 0.099344 | 1.9383 | 0.38305 | 0.011606 | 0.61277 | 0.49126 | 0.11171 | 0.068502 | 11.8458 | 9.7008 | 12.5506 | 0.54447 | 15.2333 | 2031.4099 | 0 | 0 | 0.77544 | 0.015106 | 0.65017 | 0.016491 | 0.55664 | 0.00091891 | 0 | 0 | 0 | 0 | 0.037623 | 0.0012704 | 0.0565 | 0.00026952 | 0 | 0 | 3.6276 | 0.20579 | 0.02261 | 0.014852 | 0.015268 | 0.00025324 | 0.015558 | 0.0010009 | 0.015265 | 0.00026952 | 0.01506 | 0.00021795 | 0.014874 | 5.1575e-05 | 0.75369
426 | 50477.2536 | 0.87937 | 0.97107 | 1.2206 | 1.3109 | 12.9209 | 3.014 | 3.3862 | 1.007 | 0.77345 | 0.03966 | 7.1123 | 3.9805 | 0.36513 | 0.34367 | 0.15233 | 0.38207 | 0.079177 | 0.14043 | 0.42677 | 0.18652 | 2.4272 | 2.1698 | 0.091529 | 2.1579 | 0.41637 | 0.012671 | 0.54247 | 0.41157 | 0.12099 | 0.0589 | 13.3165 | 6.2588 | 12.3799 | 0.51086 | 16.4359 | 2444.5228 | 0 | 0 | 0.91366 | 0.017807 | 0.70461 | 0.019491 | 0.41363 | 0.00091891 | 0 | 0 | 0 | 0 | 0.037663 | 0.0015164 | 0.0592 | 0.00032281 | 0 | 0 | 4.1373 | 0.24895 | 0.024466 | 0.017499 | 0.015268 | 0.00030805 | 0.015598 | 0.0011936 | 0.015265 | 0.00032281 | 0.015268 | 0.00026104 | 0.014874 | 6.1777e-05 | 0.94578
427 | 36417.1445 | 0.87614 | 0.90521 | 1.181 | 1.7615 | 6.0878 | 2.1976 | 3.4763 | 1.1296 | 1.0106 | 0.071331 | 8.201 | 2.9697 | 0.116 | 0.27027 | 0.16298 | 0.28215 | 0.077668 | 0.14281 | 0.4658 | 0.18351 | 2.5752 | 2.6305 | 0.084962 | 1.7724 | 0.46203 | 0.010469 | 0.59393 | 0.52122 | 0.10988 | 0.077261 | 9.5933 | 8.8481 | 13.2627 | 0.58164 | 14.0655 | 1764.8052 | 0 | 0 | 0.77753 | 0.013332 | 0.62938 | 0.016491 | 0.50503 | 0.00091891 | 0 | 0 | 0 | 0 | 0.037416 | 0.0010898 | 0.054511 | 0.0002308 | 0 | 0 | 3.2602 | 0.17611 | 0.021773 | 0.013114 | 0.01506 | 0.0002179 | 0.015559 | 0.00085895 | 0.015057 | 0.0002308 | 0.01506 | 0.00018663 | 0.014874 | 4.4172e-05 | 0.49185
428 | 35691.5996 | 0.88953 | 0.9284 | 1.0347 | 1.5967 | 10.4273 | 2.507 | 1.0798 | 0.57267 | 0.13131 | 0.076404 | 9.6074 | 1.5673 | 0.34148 | 0.37205 | 0.1347 | 0.29083 | 0.075331 | 0.11818 | 0.49373 | 0.17747 | 2.4122 | 1.8828 | 0.078337 | 2.0163 | 0.45364 | 0.012644 | 0.58732 | 0.42188 | 0.13498 | 0.078369 | 10.534 | 6.8564 | 9.574 | 0.47773 | 13.663 | 1773.3941 | 0 | 0 | 0.82446 | 0.013191 | 0.58321 | 0.016491 | 0.41137 | 0.00091891 | 0 | 0 | 0 | 0 | 0.037416 | 0.0010735 | 0.054143 | 0.00022719 | 0 | 0 | 3.2779 | 0.17752 | 0.021706 | 0.012976 | 0.01506 | 0.0002151 | 0.015559 | 0.00084636 | 0.015057 | 0.00022719 | 0.014888 | 0.00018371 | 0.014874 | 4.3481e-05 | 0.6847
429 | 47827.7543 | 0.91834 | 0.78771 | 0.95107 | 1.3024 | 11.9244 | 3.6651 | 3.1828 | 0.86596 | 0.21812 | 0.054668 | 9.9986 | 1.6957 | 0.38438 | 0.28725 | 0.16543 | 0.27454 | 0.08542 | 0.13003 | 0.43343 | 0.19223 | 1.9893 | 2.519 | 0.081327 | 2.1774 | 0.40926 | 0.013538 | 0.50528 | 0.5489 | 0.10306 | 0.059004 | 13.996 | 8.1307 | 8.8765 | 0.59587 | 15.2952 | 2188.9556 | 0 | 0 | 0.88297 | 0.016236 | 0.61793 | 0.016491 | 0.4144 | 0.00091891 | 0 | 0 | 0 | 0 | 0.037622 | 0.0013868 | 0.057745 | 0.00029523 | 0 | 0 | 3.8356 | 0.22314 | 0.02374 | 0.01596 | 0.015268 | 0.00027604 | 0.015557 | 0.0010916 | 0.015265 | 0.00029523 | 0.01506 | 0.00023874 | 0.014874 | 5.6488e-05 | 0.57954
430 | 44286.5626 | 0.86491 | 0.90934 | 1.4353 | 1.6406 | 14.0438 | 2.7788 | 1.7937 | 1.9051 | 0.32789 | 0.020731 | 7.8795 | 3.5617 | 0.2723 | 0.32701 | 0.12125 | 0.33034 | 0.078854 | 0.13413 | 0.45667 | 0.20626 | 2.4708 | 2.2198 | 0.11113 | 2.0209 | 0.36909 | 0.012246 | 0.59235 | 0.52324 | 0.1132 | 0.072354 | 7.2616 | 9.0261 | 13.887 | 0.53321 | 15.0413 | 2108.6614 | 0 | 0 | 0.78157 | 0.015706 | 0.67714 | 0.016491 | 0.41707 | 0.00091891 | 0 | 0 | 0 | 0 | 0.037623 | 0.0013208 | 0.05703 | 0.00028054 | 0 | 0 | 3.7293 | 0.21422 | 0.023493 | 0.015441 | 0.015268 | 0.00026537 | 0.015557 | 0.0010402 | 0.015265 | 0.00028054 | 0.01506 | 0.00022685 | 0.014874 | 5.3689e-05 | 0.72775
431 | 47567.3548 | 0.88855 | 0.81438 | 1.4412 | 1.3144 | 16.2069 | 1.9035 | 1.2424 | 1.7662 | 0.78981 | 0.058448 | 8.042 | 2.612 | 0.29257 | 0.30284 | 0.14507 | 0.30689 | 0.090236 | 0.15425 | 0.48817 | 0.18307 | 1.9358 | 2.0438 | 0.091254 | 2.1843 | 0.41535 | 0.012306 | 0.66998 | 0.58919 | 0.12727 | 0.067565 | 11.382 | 7.3101 | 13.4741 | 0.63021 | 15.31 | 2194.1872 | 0 | 0 | 0.75807 | 0.016272 | 0.68515 | 0.016491 | 0.42241 | 0.00091891 | 0 | 0 | 0 | 0 | 0.037622 | 0.001386 | 0.057726 | 0.00029488 | 0 | 0 | 3.8426 | 0.22373 | 0.023757 | 0.015996 | 0.015268 | 0.00027679 | 0.015557 | 0.0010911 | 0.015265 | 0.00029488 | 0.01506 | 0.00023846 | 0.014874 | 5.6422e-05 | 0.6324
432 | 55232.3155 | 0.97469 | 0.80222 | 1.5297 | 1.1899 | 9.4559 | 1.8573 | 0.66773 | 1.7321 | 0.42878 | 0.06742 | 6.6126 | 0.94876 | 0.14603 | 0.39758 | 0.12333 | 0.37953 | 0.084247 | 0.14675 | 0.50883 | 0.22406 | 2.1179 | 2.3134 | 0.090161 | 1.5072 | 0.46555 | 0.011967 | 0.566 | 0.46112 | 0.11202 | 0.07034 | 9.8233 | 8.0758 | 10.7382 | 0.62429 | 17.1411 | 2534.0079 | 0 | 0 | 0.78042 | 0.018404 | 0.6846 | 0.019491 | 0.6227 | 0.00091891 | 0 | 0 | 0 | 0 | 0.037662 | 0.0015967 | 0.060033 | 0.00034106 | 0 | 0 | 4.2509 | 0.25886 | 0.02474 | 0.018083 | 0.015268 | 0.00032025 | 0.015597 | 0.0012556 | 0.015265 | 0.00034106 | 0.015268 | 0.00027581 | 0.014874 | 6.5253e-05 | 0.9466
433 | 45237.706 | 0.92268 | 0.80329 | 1.037 | 1.4165 | 8.0444 | 3.5785 | 0.79493 | 1.3354 | 0.87373 | 0.060709 | 8.4237 | 2.2223 | 0.41574 | 0.40134 | 0.13789 | 0.36399 | 0.093172 | 0.14068 | 0.44963 | 0.19805 | 2.184 | 2.7477 | 0.094908 | 1.5525 | 0.47752 | 0.012621 | 0.51045 | 0.44541 | 0.094582 | 0.068271 | 12.8661 | 6.029 | 15.705 | 0.63746 | 15.1481 | 2088.8963 | 0 | 0 | 0.84136 | 0.015558 | 0.70152 | 0.016491 | 0.39877 | 0.00091891 | 0 | 0 | 0 | 0 | 0.037623 | 0.0013185 | 0.057029 | 0.00028027 | 0 | 0 | 3.7029 | 0.21202 | 0.023424 | 0.015296 | 0.015268 | 0.00026237 | 0.015557 | 0.0010382 | 0.015265 | 0.00028027 | 0.01506 | 0.00022664 | 0.014874 | 5.3628e-05 | 0.78409
434 | 45725.9646 | 0.84308 | 0.8725 | 1.1268 | 1.4154 | 15.3577 | 1.495 | 3.1187 | 0.7926 | 0.40221 | 0.066654 | 8.6619 | 0.95957 | 0.13361 | 0.30139 | 0.12379 | 0.36879 | 0.077749 | 0.12543 | 0.51753 | 0.21219 | 2.1159 | 2.2962 | 0.088039 | 1.9555 | 0.45596 | 0.012922 | 0.50261 | 0.51221 | 0.11924 | 0.063307 | 11.7305 | 7.6976 | 10.6515 | 0.52368 | 15.8837 | 2150.6303 | 0 | 0 | 0.8541 | 0.015978 | 0.63831 | 0.016491 | 0.58889 | 0.00091891 | 0 | 0 | 0 | 0 | 0.037622 | 0.0013509 | 0.057348 | 0.00028707 | 0 | 0 | 3.7853 | 0.2189 | 0.02362 | 0.015707 | 0.015268 | 0.00027083 | 0.015557 | 0.0010638 | 0.015265 | 0.00028707 | 0.01506 | 0.00023213 | 0.014874 | 5.4932e-05 | 0.65806
435 | 47134.8005 | 0.8595 | 0.99388 | 1.4064 | 1.4359 | 13.8046 | 3.3076 | 0.88669 | 1.9912 | 0.4368 | 0.040133 | 9.2939 | 3.7296 | 0.33649 | 0.31421 | 0.17044 | 0.35796 | 0.083991 | 0.13716 | 0.41657 | 0.18617 | 2.4356 | 2.3753 | 0.11158 | 1.8119 | 0.44341 | 0.012842 | 0.62032 | 0.44246 | 0.1042 | 0.084257 | 6.6728 | 8.6609 | 10.6194 | 0.50848 | 15.6489 | 2286.578 | 0 | 0 | 0.84819 | 0.016902 | 0.6513 | 0.016491 | 0.41377 | 0.00091891 | 0 | 0 | 0 | 0 | 0.037664 | 0.001427 | 0.058098 | 0.00030332 | 0 | 0 | 3.9641 | 0.23404 | 0.024049 | 0.016612 | 0.015268 | 0.00028958 | 0.015598 | 0.0011237 | 0.015265 | 0.00030332 | 0.01506 | 0.00024527 | 0.014874 | 5.8052e-05 | 0.83145
436 | 47511.5562 | 0.80298 | 0.94688 | 1.5168 | 1.4812 | 11.4756 | 2.4856 | 2.4235 | 1.7519 | 1.1246 | 0.043349 | 8.9998 | 3.8492 | 0.34787 | 0.4005 | 0.1562 | 0.34657 | 0.065387 | 0.10871 | 0.41224 | 0.24128 | 2.1703 | 1.9331 | 0.080702 | 1.9659 | 0.45383 | 0.013876 | 0.52304 | 0.48223 | 0.13626 | 0.060207 | 13.4667 | 7.042 | 15.5789 | 0.42325 | 15.7486 | 2269.6471 | 0 | 0 | 0.80392 | 0.016822 | 0.72439 | 0.016491 | 0.40622 | 0.00091891 | 0 | 0 | 0 | 0 | 0.037664 | 0.0014248 | 0.058091 | 0.00030304 | 0 | 0 | 3.9409 | 0.23206 | 0.024012 | 0.016534 | 0.015268 | 0.00028797 | 0.015598 | 0.0011217 | 0.015265 | 0.00030304 | 0.01506 | 0.00024504 | 0.014874 | 5.7996e-05 | 1.0054
437 | 48198.2558 | 0.87794 | 0.72633 | 1.2561 | 1.6888 | 10.1386 | 4.1054 | 1.5541 | 1.6232 | 0.19445 | 0.030725 | 6.6347 | 1.1659 | 0.13145 | 0.27054 | 0.14526 | 0.34611 | 0.080204 | 0.11965 | 0.45332 | 0.17111 | 2.2589 | 1.8256 | 0.079067 | 1.5937 | 0.44067 | 0.013436 | 0.6003 | 0.50405 | 0.13388 | 0.062121 | 10.8268 | 7.24 | 9.9466 | 0.55602 | 15.5814 | 2165.8161 | 0 | 0 | 0.75883 | 0.016078 | 0.63014 | 0.016491 | 0.56731 | 0.00091891 | 0 | 0 | 0 | 0 | 0.037622 | 0.0013762 | 0.057664 | 0.00029334 | 0 | 0 | 3.805 | 0.22056 | 0.023666 | 0.015805 | 0.015268 | 0.00027288 | 0.015557 | 0.0010829 | 0.015265 | 0.00029334 | 0.01506 | 0.00023722 | 0.014873 | 5.6117e-05 | 0.49971
438 | 47424.2226 | 0.86556 | 0.84941 | 1.3935 | 1.2554 | 15.3337 | 4.0295 | 1.6699 | 0.92884 | 0.11069 | 0.076144 | 8.4185 | 1.2141 | 0.16981 | 0.39156 | 0.12197 | 0.32879 | 0.08681 | 0.11419 | 0.46954 | 0.19613 | 2.3133 | 2.1324 | 0.094443 | 1.8542 | 0.42723 | 0.013465 | 0.54032 | 0.58871 | 0.12116 | 0.064255 | 8.6334 | 9.4212 | 14.2869 | 0.48979 | 16.0424 | 2221.2825 | 0 | 0 | 0.78438 | 0.016378 | 0.69869 | 0.016491 | 0.55342 | 0.00091891 | 0 | 0 | 0 | 0 | 0.037622 | 0.0013926 | 0.057781 | 0.00029616 | 0 | 0 | 3.8804 | 0.22692 | 0.023806 | 0.016099 | 0.015268 | 0.00027893 | 0.015557 | 0.0010964 | 0.015265 | 0.00029616 | 0.01506 | 0.00023949 | 0.014874 | 5.6668e-05 | 0.85804
439 | 39926.8937 | 0.77893 | 0.75812 | 1.136 | 1.2977 | 10.2382 | 3.5995 | 1.1658 | 1.3679 | 0.16278 | 0.024726 | 8.556 | 2.131 | 0.24569 | 0.2782 | 0.14828 | 0.30481 | 0.074067 | 0.12611 | 0.44135 | 0.19827 | 1.8933 | 2.5311 | 0.10585 | 1.9133 | 0.47444 | 0.01499 | 0.54545 | 0.56778 | 0.13351 | 0.062687 | 7.0766 | 8.9514 | 12.4282 | 0.58716 | 13.9066 | 1848.8974 | 0 | 0 | 0.7472 | 0.013858 | 0.6287 | 0.016491 | 0.41329 | 0.00091891 | 0 | 0 | 0 | 0 | 0.037416 | 0.0011595 | 0.055317 | 0.00024587 | 0 | 0 | 3.3782 | 0.18551 | 0.022023 | 0.01363 | 0.01506 | 0.0002283 | 0.015559 | 0.00091367 | 0.015057 | 0.00024587 | 0.01506 | 0.00019882 | 0.014874 | 4.7048e-05 | 0.4479
440 | 51249.6199 | 0.83395 | 0.95491 | 1.2189 | 1.4244 | 9.9216 | 1.3195 | 2.2808 | 0.40724 | 0.96816 | 0.061379 | 6.3852 | 1.4474 | 0.203 | 0.28039 | 0.14186 | 0.31843 | 0.072783 | 0.13588 | 0.39947 | 0.17208 | 2.2826 | 1.9922 | 0.076423 | 1.8229 | 0.45571 | 0.013009 | 0.51285 | 0.50725 | 0.11095 | 0.07288 | 8.0578 | 7.1625 | 11.2199 | 0.51304 | 16.8989 | 2467.9086 | 0 | 0 | 0.91152 | 0.017964 | 0.68537 | 0.019491 | 0.53208 | 0.00091891 | 0 | 0 | 0 | 0 | 0.037663 | 0.0015358 | 0.059405 | 0.00032735 | 0 | 0 | 4.1671 | 0.25154 | 0.024539 | 0.017653 | 0.015268 | 0.00031127 | 0.015597 | 0.0012084 | 0.015265 | 0.00032735 | 0.015268 | 0.0002647 | 0.014874 | 6.2649e-05 | 0.76734
441 | 49511.0666 | 0.78505 | 0.71306 | 1.0332 | 1.4538 | 13.834 | 2.4962 | 3.8308 | 1.2598 | 0.71142 | 0.056459 | 6.4141 | 3.771 | 0.39166 | 0.28858 | 0.15131 | 0.32865 | 0.066692 | 0.12314 | 0.37448 | 0.21208 | 2.1431 | 2.4035 | 0.087012 | 2.1793 | 0.45199 | 0.011713 | 0.54597 | 0.5118 | 0.13354 | 0.069765 | 10.9305 | 9.3579 | 12.6821 | 0.58427 | 15.3238 | 2211.3661 | 0 | 0 | 0.82172 | 0.016386 | 0.67252 | 0.016491 | 0.38655 | 0.00091891 | 0 | 0 | 0 | 0 | 0.037622 | 0.0014107 | 0.058021 | 0.00030091 | 0 | 0 | 3.8649 | 0.22561 | 0.02381 | 0.016107 | 0.015268 | 0.0002791 | 0.015557 | 0.0011098 | 0.015265 | 0.00030091 | 0.01506 | 0.00024334 | 0.014873 | 5.7566e-05 | 0.53604
442 | 41242.5367 | 0.86029 | 0.71398 | 1.1464 | 1.3785 | 6.7569 | 2.4504 | 1.9782 | 0.4834 | 1.1229 | 0.05637 | 6.3151 | 1.4909 | 0.21387 | 0.31711 | 0.15839 | 0.33456 | 0.068559 | 0.1281 | 0.40575 | 0.18534 | 2.4771 | 2.041 | 0.087297 | 1.9023 | 0.43883 | 0.01307 | 0.54008 | 0.46321 | 0.1092 | 0.069792 | 8.1043 | 7.0494 | 14.9453 | 0.64522 | 14.1988 | 1870.604 | 0 | 0 | 0.73178 | 0.014072 | 0.66045 | 0.016491 | 0.44688 | 0.00091891 | 0 | 0 | 0 | 0 | 0.037624 | 0.0011828 | 0.055578 | 0.00025085 | 0 | 0 | 3.4063 | 0.18777 | 0.022124 | 0.013839 | 0.01506 | 0.00023255 | 0.015559 | 0.00093191 | 0.015265 | 0.00025085 | 0.01506 | 0.00020286 | 0.014873 | 4.7991e-05 | 0.49138
443 | 36773.6132 | 0.89939 | 0.73228 | 0.99448 | 1.2336 | 10.3674 | 1.6377 | 1.1525 | 1.0803 | 0.36931 | 0.064128 | 7.7693 | 3.7731 | 0.16006 | 0.38745 | 0.14211 | 0.35484 | 0.076474 | 0.12193 | 0.38741 | 0.19149 | 2.4744 | 2.2001 | 0.09333 | 1.7618 | 0.39367 | 0.013734 | 0.46626 | 0.44599 | 0.11582 | 0.06261 | 8.6318 | 7.7584 | 12.9374 | 0.61519 | 13.5341 | 1715.0045 | 0 | 0 | 0.74856 | 0.012859 | 0.61796 | 0.016491 | 0.44131 | 0.00091891 | 0 | 0 | 0 | 0 | 0.037416 | 0.0010607 | 0.054041 | 0.00022491 | 0 | 0 | 3.1932 | 0.17084 | 0.021548 | 0.01265 | 0.01506 | 0.0002085 | 0.015559 | 0.00083576 | 0.015057 | 0.00022491 | 0.014888 | 0.00018187 | 0.014873 | 4.3032e-05 | 0.55142
444 | 43457.4999 | 0.82988 | 0.79111 | 1.4024 | 1.5801 | 11.67 | 3.4702 | 3.2143 | 0.94151 | 0.052193 | 0.040056 | 6.355 | 0.992 | 0.24209 | 0.30683 | 0.14362 | 0.33416 | 0.088443 | 0.1082 | 0.37623 | 0.20231 | 2.0358 | 1.8678 | 0.10864 | 1.8167 | 0.40219 | 0.012714 | 0.66235 | 0.54277 | 0.12624 | 0.064131 | 6.8717 | 6.6659 | 9.0357 | 0.48599 | 14.5025 | 2006.1436 | 0 | 0 | 0.72747 | 0.015 | 0.59997 | 0.016491 | 0.47477 | 0.00091891 | 0 | 0 | 0 | 0 | 0.037623 | 0.0012656 | 0.056474 | 0.00026887 | 0 | 0 | 3.5915 | 0.20282 | 0.022561 | 0.014749 | 0.015268 | 0.00025115 | 0.015558 | 0.00099673 | 0.015265 | 0.00026887 | 0.01506 | 0.00021742 | 0.014874 | 5.1448e-05 | 0.56545
445 | 41709.8951 | 0.98786 | 0.92189 | 1.5019 | 1.5272 | 15.1481 | 2.383 | 3.5361 | 1.7874 | 0.31757 | 0.069367 | 8.6502 | 3.9312 | 0.23225 | 0.3514 | 0.12991 | 0.34569 | 0.092916 | 0.10708 | 0.49611 | 0.17422 | 2.0546 | 2.05 | 0.087626 | 1.9886 | 0.47415 | 0.013261 | 0.45757 | 0.46293 | 0.11457 | 0.071727 | 9.2051 | 9.9195 | 11.8352 | 0.45584 | 14.543 | 2010.9381 | 0 | 0 | 0.75412 | 0.014985 | 0.63945 | 0.016491 | 0.42448 | 0.00091891 | 0 | 0 | 0 | 0 | 0.037623 | 0.0012488 | 0.056248 | 0.00026461 | 0 | 0 | 3.5998 | 0.2035 | 0.022554 | 0.014734 | 0.015268 | 0.00025085 | 0.015558 | 0.00098415 | 0.015265 | 0.00026461 | 0.01506 | 0.00021397 | 0.014874 | 5.0639e-05 | 0.74911
446 | 49136.69 | 0.80101 | 0.77882 | 1.5074 | 1.421 | 9.3882 | 1.0217 | 1.4472 | 0.96093 | 0.17586 | 0.065677 | 7.3204 | 2.1717 | 0.34607 | 0.32855 | 0.11295 | 0.31979 | 0.069333 | 0.14452 | 0.47424 | 0.19799 | 2.1961 | 2.4075 | 0.09273 | 1.6711 | 0.49936 | 0.011888 | 0.54899 | 0.45937 | 0.12334 | 0.080812 | 7.9382 | 9.4901 | 9.3835 | 0.63075 | 15.1494 | 2238.0569 | 0 | 0 | 0.73747 | 0.016569 | 0.62952 | 0.016491 | 0.41596 | 0.00091891 | 0 | 0 | 0 | 0 | 0.037622 | 0.0014195 | 0.058086 | 0.00030249 | 0 | 0 | 3.9001 | 0.22859 | 0.023894 | 0.016286 | 0.015268 | 0.00028281 | 0.015556 | 0.0011171 | 0.015265 | 0.00030249 | 0.01506 | 0.00024461 | 0.014874 | 5.7874e-05 | 0.67175
447 | 39559.1046 | 0.81714 | 0.93088 | 1.4866 | 1.2472 | 11.5839 | 1.1321 | 2.7323 | 0.4407 | 0.70485 | 0.052234 | 9.4305 | 1.4151 | 0.1438 | 0.39056 | 0.11458 | 0.28251 | 0.073251 | 0.11732 | 0.47148 | 0.16624 | 2.5294 | 2.2132 | 0.073979 | 1.8006 | 0.51112 | 0.012716 | 0.58897 | 0.44789 | 0.11726 | 0.074074 | 11.4855 | 9.0147 | 13.8141 | 0.48059 | 14.688 | 1931.6657 | 0 | 0 | 0.7448 | 0.014369 | 0.65308 | 0.016491 | 0.51608 | 0.00091891 | 0 | 0 | 0 | 0 | 0.037624 | 0.0011911 | 0.055608 | 0.00025191 | 0 | 0 | 3.4941 | 0.19486 | 0.022264 | 0.01413 | 0.01506 | 0.00023848 | 0.015559 | 0.0009392 | 0.015265 | 0.00025191 | 0.01506 | 0.0002037 | 0.014874 | 4.8214e-05 | 0.79933
448 | 50751.0574 | 0.7726 | 0.817 | 1.1901 | 1.4733 | 13.461 | 2.1472 | 2.7701 | 1.5487 | 0.43328 | 0.05649 | 8.2799 | 3.2967 | 0.14952 | 0.33007 | 0.14426 | 0.27674 | 0.068207 | 0.13182 | 0.45656 | 0.19646 | 2.2721 | 1.9292 | 0.093923 | 1.7819 | 0.41014 | 0.013475 | 0.53493 | 0.5033 | 0.10375 | 0.06068 | 14.2775 | 9.8192 | 14.8997 | 0.57405 | 16.505 | 2347.4707 | 0 | 0 | 0.84192 | 0.017197 | 0.73243 | 0.019491 | 0.52243 | 0.00091891 | 0 | 0 | 0 | 0 | 0.037663 | 0.0014752 | 0.058845 | 0.00031453 | 0 | 0 | 4.0106 | 0.23801 | 0.024185 | 0.016901 | 0.015268 | 0.00029559 | 0.015598 | 0.0011607 | 0.015265 | 0.00031453 | 0.015268 | 0.00025435 | 0.014874 | 6.018e-05 | 0.73817
449 | 47094.7158 | 0.78932 | 0.87655 | 1.2008 | 1.5695 | 11.4854 | 1.6694 | 1.2622 | 0.84585 | 0.59438 | 0.045556 | 9.4897 | 2.734 | 0.36934 | 0.38804 | 0.14586 | 0.38615 | 0.086195 | 0.13483 | 0.47768 | 0.19142 | 2.2345 | 2.3074 | 0.089504 | 1.8318 | 0.40026 | 0.015387 | 0.57348 | 0.42479 | 0.13592 | 0.073714 | 10.4293 | 9.126 | 15.2844 | 0.53255 | 15.5724 | 2202.9712 | 0 | 0 | 0.84456 | 0.016399 | 0.71273 | 0.016491 | 0.40216 | 0.00091891 | 0 | 0 | 0 | 0 | 0.037622 | 0.0013907 | 0.057764 | 0.00029586 | 0 | 0 | 3.8526 | 0.22457 | 0.023816 | 0.01612 | 0.015268 | 0.00027939 | 0.015557 | 0.0010948 | 0.015265 | 0.00029586 | 0.01506 | 0.00023924 | 0.014874 | 5.6615e-05 | 0.87755
450 | 45429.1756 | 0.75013 | 0.91624 | 1.4164 | 1.7743 | 9.0896 | 3.2236 | 1.7667 | 0.96242 | 0.38234 | 0.031929 | 9.0091 | 3.4944 | 0.30919 | 0.30555 | 0.1456 | 0.37289 | 0.07953 | 0.11299 | 0.50599 | 0.22366 | 2.6374 | 2.4583 | 0.098263 | 1.8335 | 0.45726 | 0.0129 | 0.49365 | 0.42306 | 0.14142 | 0.069246 | 10.87 | 8.6127 | 8.9703 | 0.44854 | 14.9831 | 2161.6524 | 0 | 0 | 0.79711 | 0.016074 | 0.6173 | 0.016491 | 0.41084 | 0.00091891 | 0 | 0 | 0 | 0 | 0.037622 | 0.0013516 | 0.057347 | 0.00028717 | 0 | 0 | 3.7995 | 0.2201 | 0.023665 | 0.015801 | 0.015268 | 0.00027282 | 0.015557 | 0.0010644 | 0.015265 | 0.00028717 | 0.01506 | 0.00023222 | 0.014874 | 5.495e-05 | 0.70387
451 | 41666.8933 | 0.92653 | 0.71732 | 1.5581 | 1.2262 | 8.8232 | 2.6275 | 2.7984 | 1.4899 | 0.66772 | 0.043095 | 9.1683 | 1.1319 | 0.34309 | 0.38616 | 0.14531 | 0.3122 | 0.077413 | 0.13971 | 0.39849 | 0.19633 | 2.4913 | 2.586 | 0.10292 | 1.4955 | 0.41548 | 0.010494 | 0.55898 | 0.38984 | 0.11911 | 0.073163 | 14.5119 | 9.0352 | 9.816 | 0.66946 | 13.7458 | 1897.9507 | 0 | 0 | 0.65472 | 0.014204 | 0.60388 | 0.016491 | 0.41343 | 0.00091891 | 0 | 0 | 0 | 0 | 0.037624 | 0.0011965 | 0.055727 | 0.00025378 | 0 | 0 | 3.4455 | 0.19092 | 0.022186 | 0.013969 | 0.01506 | 0.00023518 | 0.015559 | 0.00094269 | 0.015265 | 0.00025378 | 0.01506 | 0.00020523 | 0.014873 | 4.8554e-05 | 0.60793
452 | 49023.6213 | 0.80399 | 0.74997 | 1.0252 | 1.6579 | 11.2349 | 1.3144 | 2.7476 | 0.93989 | 0.95718 | 0.07341 | 8.7941 | 2.9587 | 0.19013 | 0.378 | 0.15815 | 0.3219 | 0.082179 | 0.13753 | 0.42334 | 0.20114 | 2.139 | 2.4194 | 0.084945 | 1.6645 | 0.43245 | 0.013159 | 0.53677 | 0.50271 | 0.10548 | 0.066365 | 9.4595 | 6.5565 | 14.8148 | 0.64229 | 15.9093 | 2219.8712 | 0 | 0 | 0.84279 | 0.016409 | 0.70578 | 0.016491 | 0.47945 | 0.00091891 | 0 | 0 | 0 | 0 | 0.037622 | 0.0014069 | 0.057975 | 0.00030002 | 0 | 0 | 3.8771 | 0.22664 | 0.02382 | 0.016129 | 0.015268 | 0.00027958 | 0.015557 | 0.0011069 | 0.015265 | 0.00030002 | 0.01506 | 0.00024262 | 0.014873 | 5.7398e-05 | 0.73739
453 | 46864.1015 | 0.90202 | 0.92766 | 1.2209 | 1.6082 | 12.733 | 2.7131 | 3.3835 | 1.347 | 1.138 | 0.029822 | 8.7216 | 1.6763 | 0.38752 | 0.33319 | 0.12569 | 0.34043 | 0.072305 | 0.13366 | 0.50815 | 0.20955 | 2.1372 | 2.3449 | 0.077532 | 1.91 | 0.43903 | 0.01192 | 0.54947 | 0.51965 | 0.09867 | 0.076539 | 5.8394 | 6.9993 | 9.8722 | 0.53335 | 15.433 | 2226.7316 | 0 | 0 | 0.86334 | 0.016545 | 0.63537 | 0.016491 | 0.4142 | 0.00091891 | 0 | 0 | 0 | 0 | 0.037622 | 0.001398 | 0.057824 | 0.00029726 | 0 | 0 | 3.8844 | 0.22726 | 0.023883 | 0.016262 | 0.015268 | 0.00028234 | 0.015557 | 0.0011008 | 0.015265 | 0.00029726 | 0.01506 | 0.00024038 | 0.014874 | 5.6886e-05 | 0.80415
454 | 36624.1034 | 0.90963 | 0.75967 | 1.5342 | 1.535 | 10.515 | 2.2621 | 0.51242 | 0.43607 | 0.66885 | 0.067645 | 9.1136 | 1.0818 | 0.26832 | 0.32623 | 0.13156 | 0.35345 | 0.081419 | 0.14064 | 0.44616 | 0.16166 | 2.0659 | 2.1744 | 0.077305 | 2.0486 | 0.39531 | 0.013283 | 0.54052 | 0.56978 | 0.13114 | 0.070841 | 12.6481 | 7.1386 | 10.315 | 0.64716 | 13.2521 | 1730.3271 | 0 | 0 | 0.64432 | 0.01291 | 0.58733 | 0.016491 | 0.45056 | 0.00091891 | 0 | 0 | 0 | 0 | 0.037416 | 0.0010615 | 0.054048 | 0.00022509 | 0 | 0 | 3.2165 | 0.17267 | 0.021573 | 0.012701 | 0.01506 | 0.00020954 | 0.015559 | 0.00083636 | 0.015057 | 0.00022509 | 0.014888 | 0.00018203 | 0.014874 | 4.3068e-05 | 0.48277
455 | 46020.705 | 0.87162 | 0.90619 | 1.4245 | 1.2749 | 14.3534 | 3.9172 | 0.69409 | 0.50354 | 0.90991 | 0.023027 | 7.0364 | 2.6039 | 0.22269 | 0.34034 | 0.12161 | 0.33944 | 0.08772 | 0.12872 | 0.41148 | 0.18318 | 2.4935 | 2.0344 | 0.084478 | 1.839 | 0.40728 | 0.013903 | 0.61418 | 0.48256 | 0.11654 | 0.081656 | 6.9641 | 6.3719 | 13.9366 | 0.51248 | 15.5794 | 2192.3645 | 0 | 0 | 0.79485 | 0.016204 | 0.69003 | 0.016491 | 0.46296 | 0.00091891 | 0 | 0 | 0 | 0 | 0.037622 | 0.0013689 | 0.05752 | 0.00029077 | 0 | 0 | 3.842 | 0.22368 | 0.023725 | 0.015929 | 0.015268 | 0.00027541 | 0.015557 | 0.0010782 | 0.015265 | 0.00029077 | 0.01506 | 0.00023513 | 0.014874 | 5.5642e-05 | 0.78361
456 | 40604.8422 | 0.95141 | 0.71699 | 1.4973 | 1.4573 | 13.936 | 2.0303 | 1.2133 | 1.9645 | 0.76364 | 0.07846 | 8.7328 | 3.8715 | 0.34697 | 0.3249 | 0.11751 | 0.26202 | 0.080949 | 0.1577 | 0.4252 | 0.17885 | 2.0938 | 2.0967 | 0.10318 | 1.7105 | 0.43635 | 0.012943 | 0.55923 | 0.52499 | 0.11037 | 0.06941 | 11.4374 | 9.5941 | 15.8506 | 0.75424 | 13.6651 | 1847.1866 | 0 | 0 | 0.65785 | 0.013899 | 0.66819 | 0.016491 | 0.36993 | 0.00091891 | 0 | 0 | 0 | 0 | 0.037416 | 0.0011639 | 0.055372 | 0.00024684 | 0 | 0 | 3.3744 | 0.1852 | 0.022042 | 0.01367 | 0.01506 | 0.00022912 | 0.015559 | 0.00091704 | 0.015057 | 0.00024684 | 0.01506 | 0.00019962 | 0.014873 | 4.7222e-05 | 0.49803
457 | 44792.8577 | 0.94027 | 0.82129 | 1.0526 | 1.3793 | 14.0943 | 3.0961 | 2.9304 | 1.4179 | 0.18925 | 0.048801 | 6.8557 | 2.1987 | 0.20391 | 0.38008 | 0.13368 | 0.32434 | 0.082254 | 0.13861 | 0.43548 | 0.19324 | 2.2848 | 2.4543 | 0.09304 | 1.6511 | 0.45789 | 0.014522 | 0.55206 | 0.48958 | 0.13455 | 0.069915 | 9.8565 | 9.0446 | 13.4968 | 0.58099 | 15.2899 | 2088.2362 | 0 | 0 | 0.84277 | 0.015501 | 0.66854 | 0.016491 | 0.46605 | 0.00091891 | 0 | 0 | 0 | 0 | 0.037623 | 0.0013112 | 0.056946 | 0.00027859 | 0 | 0 | 3.7035 | 0.21207 | 0.023397 | 0.01524 | 0.015268 | 0.0002612 | 0.015557 | 0.0010326 | 0.015265 | 0.00027859 | 0.01506 | 0.00022528 | 0.014874 | 5.3309e-05 | 0.75522
458 | 40473.3936 | 0.84949 | 0.87912 | 1.192 | 1.4017 | 7.7958 | 5.0308 | 0.94289 | 1.7421 | 1.074 | 0.045398 | 8.1576 | 3.1266 | 0.30438 | 0.39079 | 0.13326 | 0.38849 | 0.076192 | 0.14254 | 0.41732 | 0.19459 | 2.4922 | 2.3186 | 0.094848 | 1.994 | 0.45139 | 0.010898 | 0.61576 | 0.4469 | 0.13973 | 0.05983 | 9.6147 | 8.6506 | 10.0987 | 0.55481 | 14.2194 | 1947.8376 | 0 | 0 | 0.79623 | 0.014456 | 0.61047 | 0.016491 | 0.39676 | 0.00091891 | 0 | 0 | 0 | 0 | 0.037624 | 0.0012032 | 0.055758 | 0.00025475 | 0 | 0 | 3.5167 | 0.1967 | 0.022305 | 0.014216 | 0.01506 | 0.00024024 | 0.015559 | 0.00094841 | 0.015265 | 0.00025475 | 0.01506 | 0.000206 | 0.014874 | 4.8752e-05 | 0.76232
459 | 42401.1321 | 0.76809 | 0.73203 | 1.1041 | 1.2433 | 10.1293 | 1.978 | 1.5505 | 1.4711 | 1.1235 | 0.030931 | 8.1615 | 2.3692 | 0.1308 | 0.2892 | 0.11203 | 0.37904 | 0.091385 | 0.10983 | 0.45895 | 0.2355 | 2.4077 | 1.8528 | 0.082039 | 1.9535 | 0.44671 | 0.010767 | 0.48829 | 0.40964 | 0.12555 | 0.071066 | 11.8868 | 7.0165 | 15.8006 | 0.54183 | 14.7997 | 1929.811 | 0 | 0 | 0.76049 | 0.014466 | 0.68201 | 0.016491 | 0.50918 | 0.00091891 | 0 | 0 | 0 | 0 | 0.037624 | 0.0012243 | 0.05604 | 0.00026002 | 0 | 0 | 3.4878 | 0.19435 | 0.02231 | 0.014226 | 0.01506 | 0.00024043 | 0.015558 | 0.00096427 | 0.015265 | 0.00026002 | 0.01506 | 0.00021026 | 0.014873 | 4.9757e-05 | 0.4746
460 | 54750.8727 | 0.93172 | 0.91492 | 1.4839 | 1.3918 | 11.5035 | 3.5923 | 1.5681 | 1.4075 | 0.81347 | 0.075191 | 7.3865 | 1.9898 | 0.12681 | 0.34371 | 0.14855 | 0.27749 | 0.065681 | 0.1538 | 0.40766 | 0.19228 | 2.4566 | 2.5811 | 0.10557 | 1.5034 | 0.43922 | 0.011743 | 0.68102 | 0.4195 | 0.11799 | 0.076819 | 11.2977 | 7.706 | 9.5974 | 0.57134 | 17.4138 | 2587.886 | 0 | 0 | 0.8442 | 0.018805 | 0.67186 | 0.019491 | 0.62469 | 0.00091891 | 0 | 0 | 0 | 0 | 0.037662 | 0.0016214 | 0.060242 | 0.0003462 | 0 | 0 | 4.3184 | 0.2648 | 0.024924 | 0.018477 | 0.015268 | 0.00032853 | 0.015597 | 0.0012752 | 0.015265 | 0.0003462 | 0.015268 | 0.00027995 | 0.014874 | 6.6248e-05 | 0.95265
461 | 47238.011 | 0.77386 | 0.92741 | 1.2721 | 1.3663 | 9.8326 | 4.1784 | 2.0907 | 1.1758 | 0.72009 | 0.02394 | 9.3258 | 2.6364 | 0.32264 | 0.32876 | 0.13435 | 0.39583 | 0.078161 | 0.1481 | 0.52037 | 0.2304 | 2.7296 | 1.9387 | 0.091384 | 2.207 | 0.41077 | 0.01248 | 0.58792 | 0.51263 | 0.11963 | 0.058308 | 11.2171 | 8.3756 | 9.2238 | 0.55738 | 15.464 | 2247.3036 | 0 | 0 | 0.85161 | 0.016653 | 0.62808 | 0.016491 | 0.41974 | 0.00091891 | 0 | 0 | 0 | 0 | 0.037622 | 0.0014098 | 0.057937 | 0.00029969 | 0 | 0 | 3.9122 | 0.22962 | 0.023933 | 0.016368 | 0.015268 | 0.00028451 | 0.015557 | 0.0011101 | 0.015265 | 0.00029969 | 0.01506 | 0.00024234 | 0.014874 | 5.7351e-05 | 0.7995
462 | 41172.0796 | 0.97127 | 0.95259 | 1.2566 | 1.6717 | 11.9314 | 5.1908 | 0.9821 | 1.4166 | 0.13366 | 0.068149 | 6.4747 | 2.8915 | 0.34803 | 0.40483 | 0.13532 | 0.36386 | 0.061795 | 0.14494 | 0.44279 | 0.18724 | 2.0648 | 2.287 | 0.078973 | 2.2436 | 0.40276 | 0.013384 | 0.62191 | 0.4844 | 0.1322 | 0.068413 | 8.1824 | 6.6633 | 15.8312 | 0.53641 | 14.7853 | 2010.3257 | 0 | 0 | 0.81978 | 0.014937 | 0.69133 | 0.016491 | 0.39297 | 0.00091891 | 0 | 0 | 0 | 0 | 0.037624 | 0.0012397 | 0.056142 | 0.00026257 | 0 | 0 | 3.6003 | 0.20354 | 0.022531 | 0.014687 | 0.015268 | 0.0002499 | 0.015558 | 0.00097712 | 0.015265 | 0.00026257 | 0.01506 | 0.00021232 | 0.014874 | 5.0248e-05 | 0.88721
463 | 44030.0392 | 0.95051 | 0.97166 | 1.2498 | 1.5441 | 9.3395 | 2.9065 | 2.5292 | 1.7996 | 1.092 | 0.030356 | 8.5609 | 0.68985 | 0.14569 | 0.34944 | 0.11777 | 0.3144 | 0.069907 | 0.12414 | 0.45959 | 0.23089 | 2.098 | 2.1371 | 0.10232 | 1.922 | 0.47305 | 0.012956 | 0.4621 | 0.48492 | 0.13305 | 0.062791 | 7.4679 | 6.7518 | 10.9683 | 0.47037 | 15.8989 | 2139.3 | 0 | 0 | 0.85457 | 0.015872 | 0.64077 | 0.016491 | 0.59834 | 0.00091891 | 0 | 0 | 0 | 0 | 0.037623 | 0.0013306 | 0.057112 | 0.0002824 | 0 | 0 | 3.7713 | 0.21773 | 0.023571 | 0.015604 | 0.015268 | 0.00026873 | 0.015557 | 0.0010481 | 0.015265 | 0.0002824 | 0.01506 | 0.00022835 | 0.014874 | 5.405e-05 | 0.83972
464 | 49286.1434 | 0.98699 | 0.91911 | 1.4881 | 1.8539 | 15.4704 | 2.3875 | 0.86392 | 1.9082 | 0.057359 | 0.043443 | 9.5307 | 0.71881 | 0.19717 | 0.28448 | 0.16213 | 0.38538 | 0.080981 | 0.13106 | 0.35596 | 0.18449 | 2.0606 | 1.9429 | 0.084881 | 1.8062 | 0.42203 | 0.013778 | 0.44723 | 0.52157 | 0.12655 | 0.072556 | 11.7657 | 6.9188 | 11.5653 | 0.50647 | 16.6139 | 2368.5204 | 0 | 0 | 0.80936 | 0.017222 | 0.67925 | 0.019491 | 0.60411 | 0.00091891 | 0 | 0 | 0 | 0 | 0.037663 | 0.0014651 | 0.058727 | 0.00031225 | 0 | 0 | 4.0412 | 0.24065 | 0.024197 | 0.016925 | 0.015268 | 0.00029614 | 0.015598 | 0.0011528 | 0.015265 | 0.00031225 | 0.015268 | 0.00025249 | 0.014874 | 5.9753e-05 | 0.71389
465 | 40768.74 | 0.91052 | 0.81981 | 1.49 | 1.3229 | 9.6657 | 2.4932 | 2.6819 | 1.0274 | 0.99683 | 0.056835 | 8.2813 | 1.4823 | 0.24027 | 0.40084 | 0.12105 | 0.32229 | 0.071277 | 0.13362 | 0.46781 | 0.19625 | 2.1196 | 2.322 | 0.071548 | 2.0205 | 0.37242 | 0.013747 | 0.54019 | 0.54126 | 0.12882 | 0.066067 | 11.9135 | 9.8875 | 13.6598 | 0.57331 | 14.189 | 1908.8799 | 0 | 0 | 0.70527 | 0.014324 | 0.65073 | 0.016491 | 0.43845 | 0.00091891 | 0 | 0 | 0 | 0 | 0.037624 | 0.0011999 | 0.055745 | 0.00025437 | 0 | 0 | 3.4595 | 0.19205 | 0.022243 | 0.014086 | 0.01506 | 0.00023758 | 0.015559 | 0.00094555 | 0.015265 | 0.00025437 | 0.01506 | 0.00020569 | 0.014874 | 4.8682e-05 | 0.72357
466 | 41407.0218 | 0.98314 | 0.89791 | 1.3291 | 1.8302 | 10.3978 | 2.0816 | 0.64857 | 0.52961 | 0.61764 | 0.021321 | 8.6926 | 3.4165 | 0.11343 | 0.33369 | 0.15886 | 0.31785 | 0.080149 | 0.15109 | 0.51223 | 0.17322 | 2.2754 | 2.1814 | 0.089949 | 1.8655 | 0.42916 | 0.012513 | 0.57242 | 0.5089 | 0.10168 | 0.072155 | 10.6669 | 7.1061 | 10.0169 | 0.60441 | 14.8567 | 1978.5509 | 0 | 0 | 0.7781 | 0.014804 | 0.61379 | 0.016491 | 0.54094 | 0.00091891 | 0 | 0 | 0 | 0 | 0.037624 | 0.0012329 | 0.056091 | 0.00026142 | 0 | 0 | 3.5548 | 0.19981 | 0.022469 | 0.014557 | 0.01506 | 0.00024725 | 0.015558 | 0.00097152 | 0.015265 | 0.00026142 | 0.01506 | 0.00021139 | 0.014874 | 5.0027e-05 | 0.68348
467 | 43317.737 | 0.87986 | 0.83646 | 1.5128 | 1.4908 | 7.7558 | 3.704 | 1.4371 | 1.8535 | 1.1579 | 0.020043 | 6.7927 | 2.3464 | 0.1424 | 0.28548 | 0.15661 | 0.33759 | 0.082641 | 0.11777 | 0.46965 | 0.19549 | 2.1875 | 2.2686 | 0.10157 | 1.8814 | 0.44545 | 0.01401 | 0.47847 | 0.47208 | 0.11762 | 0.075205 | 7.175 | 9.3864 | 13.7526 | 0.52186 | 14.9551 | 2026.8222 | 0 | 0 | 0.72579 | 0.015134 | 0.66559 | 0.016491 | 0.50644 | 0.00091891 | 0 | 0 | 0 | 0 | 0.037623 | 0.0012715 | 0.056516 | 0.00026982 | 0 | 0 | 3.6199 | 0.20515 | 0.022623 | 0.01488 | 0.015268 | 0.00025383 | 0.015558 | 0.0010017 | 0.015265 | 0.00026982 | 0.01506 | 0.00021819 | 0.014874 | 5.1629e-05 | 0.5608
468 | 43685.2273 | 0.83455 | 0.96041 | 0.95278 | 1.587 | 12.7814 | 2.5712 | 1.987 | 0.65179 | 1.1402 | 0.070348 | 9.979 | 1.349 | 0.32979 | 0.31033 | 0.13757 | 0.30363 | 0.071079 | 0.12492 | 0.39074 | 0.20898 | 1.8701 | 2.5782 | 0.080864 | 1.6808 | 0.38935 | 0.013851 | 0.48385 | 0.51852 | 0.124 | 0.072639 | 9.8844 | 9.9054 | 14.3781 | 0.48264 | 15.6149 | 2124.6731 | 0 | 0 | 0.94712 | 0.015724 | 0.68831 | 0.016491 | 0.4346 | 0.00091891 | 0 | 0 | 0 | 0 | 0.037623 | 0.0013148 | 0.056945 | 0.00027891 | 0 | 0 | 3.7532 | 0.21622 | 0.023501 | 0.015458 | 0.015268 | 0.00026572 | 0.015557 | 0.0010359 | 0.015265 | 0.00027891 | 0.01506 | 0.00022553 | 0.014874 | 5.3374e-05 | 0.729
469 | 52998.9654 | 0.79639 | 0.72819 | 1.5084 | 1.1646 | 9.7706 | 3.539 | 0.67207 | 0.78691 | 0.6392 | 0.067262 | 6.9283 | 2.8749 | 0.22615 | 0.39264 | 0.15375 | 0.32763 | 0.079936 | 0.13095 | 0.4917 | 0.23594 | 1.8977 | 2.4106 | 0.10842 | 1.773 | 0.42566 | 0.011684 | 0.60411 | 0.46314 | 0.097242 | 0.065752 | 8.7353 | 9.4044 | 8.4031 | 0.63169 | 15.7478 | 2388.4401 | 0 | 0 | 0.73461 | 0.017423 | 0.63615 | 0.019491 | 0.46208 | 0.00091891 | 0 | 0 | 0 | 0 | 0.037663 | 0.0015103 | 0.059213 | 0.0003224 | 0 | 0 | 4.0645 | 0.24265 | 0.02429 | 0.017123 | 0.015268 | 0.00030018 | 0.015598 | 0.0011879 | 0.015265 | 0.0003224 | 0.015268 | 0.00026073 | 0.014873 | 6.1675e-05 | 0.7998
470 | 48869.0194 | 0.91522 | 0.91703 | 1.2112 | 1.5478 | 13.1835 | 2.3322 | 3.9672 | 1.78 | 0.41785 | 0.063884 | 8.213 | 0.9848 | 0.24356 | 0.38574 | 0.13873 | 0.34289 | 0.075646 | 0.11659 | 0.49249 | 0.19651 | 2.2355 | 2.4243 | 0.093262 | 1.8582 | 0.38211 | 0.014019 | 0.53171 | 0.47473 | 0.10868 | 0.063221 | 9.5363 | 8.487 | 12.9091 | 0.47577 | 16.3455 | 2334.5385 | 0 | 0 | 0.87595 | 0.017092 | 0.70131 | 0.019491 | 0.50264 | 0.00091891 | 0 | 0 | 0 | 0 | 0.037663 | 0.0014534 | 0.058598 | 0.00030944 | 0 | 0 | 3.9946 | 0.23665 | 0.024137 | 0.016798 | 0.015268 | 0.00029346 | 0.015598 | 0.001144 | 0.015265 | 0.00030944 | 0.015268 | 0.00025022 | 0.014874 | 5.9216e-05 | 0.95707
471 | 52674.0091 | 0.9744 | 0.95092 | 1.2643 | 1.2439 | 5.6141 | 2.298 | 0.62241 | 1.2883 | 0.21732 | 0.046102 | 9.0257 | 2.6682 | 0.17568 | 0.29196 | 0.11475 | 0.40262 | 0.077189 | 0.12383 | 0.48138 | 0.19106 | 2.6622 | 2.3026 | 0.093143 | 1.6844 | 0.4415 | 0.012507 | 0.62318 | 0.52237 | 0.10433 | 0.060825 | 10.8838 | 8.4567 | 14.4462 | 0.47875 | 17.3086 | 2528.3532 | 0 | 0 | 0.90617 | 0.018368 | 0.74683 | 0.019491 | 0.53029 | 0.00091891 | 0 | 0 | 0 | 0 | 0.037663 | 0.0015754 | 0.059784 | 0.00033586 | 0 | 0 | 4.2441 | 0.25827 | 0.024724 | 0.018049 | 0.015268 | 0.00031953 | 0.015597 | 0.0012395 | 0.015265 | 0.00033586 | 0.015268 | 0.00027159 | 0.014874 | 6.4275e-05 | 0.81689
472 | 52805.3339 | 0.78991 | 0.7949 | 1.4363 | 1.8595 | 10.9865 | 1.2923 | 0.55051 | 0.44919 | 0.62507 | 0.060082 | 7.3165 | 2.7639 | 0.12507 | 0.34573 | 0.15227 | 0.3674 | 0.084428 | 0.1372 | 0.37703 | 0.23487 | 1.8399 | 2.5549 | 0.07707 | 1.7397 | 0.40777 | 0.012636 | 0.52451 | 0.49869 | 0.13196 | 0.075943 | 11.5486 | 6.4158 | 8.3689 | 0.58217 | 16.3931 | 2410.7635 | 0 | 0 | 0.78201 | 0.017681 | 0.63799 | 0.019491 | 0.57715 | 0.00091891 | 0 | 0 | 0 | 0 | 0.037663 | 0.0015246 | 0.059356 | 0.00032577 | 0 | 0 | 4.0907 | 0.24492 | 0.024408 | 0.017376 | 0.015268 | 0.00030552 | 0.015597 | 0.0011988 | 0.015265 | 0.00032577 | 0.015268 | 0.00026344 | 0.014874 | 6.2327e-05 | 0.7784
473 | 38331.225 | 0.92592 | 0.76456 | 1.5419 | 1.1486 | 6.7632 | 3.35 | 3.8612 | 0.46455 | 1.0128 | 0.025916 | 8.3621 | 2.373 | 0.33787 | 0.27587 | 0.13192 | 0.35265 | 0.076632 | 0.15202 | 0.42034 | 0.22709 | 2.3366 | 2.3824 | 0.096006 | 1.6038 | 0.42518 | 0.01164 | 0.55648 | 0.49614 | 0.11459 | 0.080095 | 12.8306 | 7.3881 | 13.631 | 0.6944 | 13.4249 | 1798.2646 | 0 | 0 | 0.65646 | 0.013417 | 0.63439 | 0.016491 | 0.38268 | 0.00091891 | 0 | 0 | 0 | 0 | 0.037416 | 0.0011123 | 0.054782 | 0.00023562 | 0 | 0 | 3.3106 | 0.18011 | 0.021814 | 0.013197 | 0.01506 | 0.00021953 | 0.015559 | 0.00087665 | 0.015057 | 0.00023562 | 0.01506 | 0.00019054 | 0.014874 | 4.5081e-05 | 0.43049
474 | 52509.2834 | 0.79803 | 0.95898 | 1.2287 | 1.1856 | 12.4935 | 3.1281 | 3.3179 | 1.135 | 0.23197 | 0.048177 | 9.2708 | 1.5729 | 0.13688 | 0.28217 | 0.11928 | 0.28975 | 0.089089 | 0.13665 | 0.39351 | 0.20003 | 2.3454 | 1.973 | 0.083781 | 1.7104 | 0.43367 | 0.012239 | 0.54407 | 0.41925 | 0.12602 | 0.070228 | 9.8483 | 8.023 | 9.6223 | 0.49818 | 17.2311 | 2512.4555 | 0 | 0 | 0.9201 | 0.018356 | 0.66632 | 0.019491 | 0.59652 | 0.00091891 | 0 | 0 | 0 | 0 | 0.037663 | 0.0015723 | 0.059747 | 0.00033505 | 0 | 0 | 4.2216 | 0.25629 | 0.024718 | 0.018037 | 0.015268 | 0.00031929 | 0.015597 | 0.0012373 | 0.015265 | 0.00033505 | 0.015268 | 0.00027093 | 0.014874 | 6.4119e-05 | 0.79531
475 | 39137.6713 | 0.97287 | 0.85229 | 0.97394 | 1.1976 | 12.5709 | 3.5727 | 2.5922 | 0.46792 | 1.1088 | 0.063019 | 6.9395 | 2.4232 | 0.41261 | 0.39404 | 0.15552 | 0.34241 | 0.076318 | 0.13511 | 0.34933 | 0.17768 | 1.8418 | 2.4874 | 0.075476 | 2.1603 | 0.38886 | 0.011774 | 0.49486 | 0.46427 | 0.1394 | 0.063091 | 9.5313 | 7.6575 | 8.6182 | 0.55369 | 13.8046 | 1856.9653 | 0 | 0 | 0.83824 | 0.013968 | 0.58258 | 0.016491 | 0.37278 | 0.00091891 | 0 | 0 | 0 | 0 | 0.037416 | 0.0011583 | 0.055266 | 0.00024508 | 0 | 0 | 3.3882 | 0.18631 | 0.022074 | 0.013737 | 0.01506 | 0.00023047 | 0.015559 | 0.00091321 | 0.015057 | 0.00024508 | 0.01506 | 0.00019818 | 0.014874 | 4.6901e-05 | 0.71563
476 | 49218.4159 | 0.83569 | 0.82568 | 1.4529 | 1.3868 | 9.1421 | 3.2001 | 3.0162 | 0.6033 | 0.22036 | 0.040544 | 7.8089 | 3.9642 | 0.34869 | 0.38702 | 0.12587 | 0.38006 | 0.077569 | 0.10923 | 0.40997 | 0.21129 | 2.2604 | 1.8507 | 0.08621 | 2.0361 | 0.45275 | 0.01166 | 0.53572 | 0.53939 | 0.10514 | 0.071463 | 7.478 | 6.9089 | 8.232 | 0.49365 | 15.2325 | 2271.1882 | 0 | 0 | 0.77163 | 0.016794 | 0.61547 | 0.016491 | 0.40401 | 0.00091891 | 0 | 0 | 0 | 0 | 0.037664 | 0.0014354 | 0.058231 | 0.00030572 | 0 | 0 | 3.9435 | 0.23228 | 0.023999 | 0.016507 | 0.015268 | 0.00028739 | 0.015598 | 0.0011297 | 0.015265 | 0.00030572 | 0.01506 | 0.00024723 | 0.014874 | 5.8496e-05 | 0.8503
477 | 45698.3253 | 0.76642 | 0.93796 | 1.156 | 1.5082 | 9.686 | 2.1781 | 3.6544 | 1.7469 | 0.24437 | 0.023074 | 8.7242 | 1.3594 | 0.16431 | 0.35322 | 0.16774 | 0.37618 | 0.078383 | 0.14787 | 0.47491 | 0.18006 | 2.5967 | 2.2173 | 0.086502 | 1.7539 | 0.45986 | 0.011962 | 0.57724 | 0.53567 | 0.10585 | 0.070021 | 7.7764 | 8.2774 | 13.962 | 0.566 | 16.0747 | 2190.1909 | 0 | 0 | 0.87904 | 0.016239 | 0.69147 | 0.016491 | 0.53685 | 0.00091891 | 0 | 0 | 0 | 0 | 0.037622 | 0.0013682 | 0.05751 | 0.00029065 | 0 | 0 | 3.838 | 0.22333 | 0.023741 | 0.015963 | 0.015268 | 0.00027613 | 0.015557 | 0.0010775 | 0.015265 | 0.00029065 | 0.01506 | 0.00023503 | 0.014874 | 5.5622e-05 | 0.84289
478 | 51638.3037 | 0.81373 | 0.92276 | 1.3857 | 1.7414 | 8.7807 | 2.7833 | 2.8838 | 1.0006 | 0.6703 | 0.073845 | 8.1987 | 2.5082 | 0.41904 | 0.28024 | 0.14946 | 0.3593 | 0.085968 | 0.13233 | 0.38731 | 0.20323 | 2.3464 | 2.268 | 0.077663 | 2.1011 | 0.36302 | 0.013351 | 0.64746 | 0.57018 | 0.13169 | 0.076042 | 9.0171 | 6.0003 | 8.9837 | 0.49289 | 16.0657 | 2447.9623 | 0 | 0 | 0.85116 | 0.017934 | 0.65036 | 0.019491 | 0.4123 | 0.00091891 | 0 | 0 | 0 | 0 | 0.037663 | 0.0015337 | 0.059401 | 0.00032716 | 0 | 0 | 4.1389 | 0.24909 | 0.024525 | 0.017624 | 0.015268 | 0.00031069 | 0.015597 | 0.0012065 | 0.015265 | 0.00032716 | 0.015268 | 0.00026456 | 0.014874 | 6.2607e-05 | 0.74042
479 | 43633.6722 | 0.95733 | 0.81233 | 1.3837 | 1.1964 | 12.4674 | 4.212 | 3.3578 | 0.79582 | 0.099678 | 0.045734 | 6.7438 | 3.5345 | 0.38472 | 0.29445 | 0.15237 | 0.26485 | 0.082281 | 0.12785 | 0.49265 | 0.16132 | 2.1315 | 2.7346 | 0.082401 | 2.1549 | 0.46784 | 0.013345 | 0.57802 | 0.59388 | 0.14232 | 0.068882 | 12.9554 | 7.167 | 14.3049 | 0.54435 | 14.5095 | 2026.2368 | 0 | 0 | 0.74248 | 0.015128 | 0.67184 | 0.016491 | 0.37911 | 0.00091891 | 0 | 0 | 0 | 0 | 0.037623 | 0.0012762 | 0.056569 | 0.00027083 | 0 | 0 | 3.6189 | 0.20508 | 0.022621 | 0.014875 | 0.015268 | 0.00025369 | 0.015558 | 0.0010054 | 0.015265 | 0.00027083 | 0.01506 | 0.00021901 | 0.014874 | 5.1824e-05 | 0.5624
480 | 45058.1413 | 0.90281 | 0.82316 | 1.4962 | 1.5339 | 11.5623 | 4.2945 | 1.7979 | 0.80889 | 0.064143 | 0.046832 | 7.7964 | 1.4202 | 0.13195 | 0.36511 | 0.14091 | 0.34904 | 0.078957 | 0.14412 | 0.48916 | 0.23799 | 2.4554 | 2.4725 | 0.075697 | 2.0724 | 0.48157 | 0.012627 | 0.56564 | 0.44841 | 0.13179 | 0.065531 | 12.4067 | 8.8835 | 11.0019 | 0.59945 | 15.2631 | 2093.1544 | 0 | 0 | 0.73499 | 0.015585 | 0.63759 | 0.016491 | 0.55254 | 0.00091891 | 0 | 0 | 0 | 0 | 0.037623 | 0.0013181 | 0.057023 | 0.00028017 | 0 | 0 | 3.7087 | 0.21251 | 0.023437 | 0.015322 | 0.015268 | 0.00026292 | 0.015557 | 0.001038 | 0.015265 | 0.00028017 | 0.01506 | 0.00022656 | 0.014874 | 5.3611e-05 | 0.73171
481 | 39854.5631 | 0.94903 | 0.91669 | 0.96795 | 1.3252 | 9.4774 | 2.9128 | 3.0223 | 0.92496 | 0.40139 | 0.062367 | 7.7673 | 1.3986 | 0.37742 | 0.29289 | 0.14806 | 0.33169 | 0.083431 | 0.12471 | 0.43444 | 0.21286 | 2.6412 | 2.1711 | 0.091416 | 1.6047 | 0.41311 | 0.014823 | 0.60234 | 0.44116 | 0.11867 | 0.068644 | 10.5413 | 9.2478 | 10.9483 | 0.50244 | 14.4095 | 1920.8528 | 0 | 0 | 0.88104 | 0.014409 | 0.62001 | 0.016491 | 0.40777 | 0.00091891 | 0 | 0 | 0 | 0 | 0.037624 | 0.0011945 | 0.055648 | 0.00025267 | 0 | 0 | 3.4762 | 0.19341 | 0.022283 | 0.01417 | 0.01506 | 0.00023929 | 0.015559 | 0.00094186 | 0.015265 | 0.00025267 | 0.01506 | 0.00020431 | 0.014874 | 4.8355e-05 | 0.59242
482 | 48780.3127 | 0.95369 | 0.80474 | 0.96906 | 1.2762 | 13.8177 | 1.6834 | 3.0199 | 1.4502 | 0.58996 | 0.060332 | 8.9305 | 3.1413 | 0.29928 | 0.35464 | 0.1391 | 0.30326 | 0.078127 | 0.14155 | 0.39309 | 0.2216 | 2.4646 | 2.5883 | 0.088645 | 1.7403 | 0.39066 | 0.013061 | 0.6295 | 0.42609 | 0.11864 | 0.080595 | 12.0837 | 9.6805 | 14.087 | 0.60391 | 15.8741 | 2247.1926 | 0 | 0 | 0.89373 | 0.016578 | 0.69954 | 0.016491 | 0.42437 | 0.00091891 | 0 | 0 | 0 | 0 | 0.037622 | 0.0014192 | 0.058073 | 0.00030228 | 0 | 0 | 3.9135 | 0.22973 | 0.023899 | 0.016295 | 0.015268 | 0.00028298 | 0.015556 | 0.0011169 | 0.015265 | 0.00030228 | 0.01506 | 0.00024444 | 0.014874 | 5.7839e-05 | 0.74879
483 | 45592.1663 | 0.84624 | 0.78201 | 1.0913 | 1.1454 | 9.0065 | 3.4549 | 1.2325 | 0.98515 | 0.94729 | 0.079579 | 9.5028 | 1.4903 | 0.28675 | 0.27594 | 0.1302 | 0.34047 | 0.063444 | 0.12813 | 0.426 | 0.15133 | 2.3668 | 2.5507 | 0.091472 | 1.8904 | 0.50635 | 0.012615 | 0.65922 | 0.5127 | 0.13207 | 0.064807 | 11.2728 | 9.8006 | 8.3114 | 0.56444 | 14.8273 | 2091.101 | 0 | 0 | 0.81513 | 0.015571 | 0.59856 | 0.016491 | 0.43578 | 0.00091891 | 0 | 0 | 0 | 0 | 0.037623 | 0.001323 | 0.057075 | 0.00028116 | 0 | 0 | 3.7058 | 0.21227 | 0.02343 | 0.015308 | 0.015268 | 0.0002626 | 0.015557 | 0.0010418 | 0.015265 | 0.00028116 | 0.01506 | 0.00022736 | 0.014874 | 5.3796e-05 | 0.52613
484 | 45140.3541 | 0.75148 | 0.88431 | 1.2879 | 1.1792 | 11.4268 | 2.6079 | 3.4024 | 0.47545 | 0.12238 | 0.044374 | 6.0027 | 1.2783 | 0.41167 | 0.28213 | 0.15384 | 0.33016 | 0.085702 | 0.12332 | 0.49526 | 0.17673 | 2.5431 | 2.1035 | 0.087836 | 2.0379 | 0.47855 | 0.012587 | 0.52861 | 0.56932 | 0.10789 | 0.0705 | 10.9936 | 6.1737 | 10.2897 | 0.52023 | 15.0426 | 2132.3648 | 0 | 0 | 0.8105 | 0.015854 | 0.63137 | 0.016491 | 0.42645 | 0.00091891 | 0 | 0 | 0 | 0 | 0.037623 | 0.0013379 | 0.0572 | 0.00028401 | 0 | 0 | 3.7611 | 0.21688 | 0.023562 | 0.015585 | 0.015268 | 0.00026831 | 0.015557 | 0.0010539 | 0.015265 | 0.00028401 | 0.01506 | 0.00022967 | 0.014874 | 5.4349e-05 | 0.61822
485 | 42071.6864 | 0.98402 | 0.73019 | 1.4901 | 1.2496 | 11.2094 | 2.5141 | 1.0608 | 1.0467 | 0.53116 | 0.071607 | 7.2918 | 2.7786 | 0.42319 | 0.32716 | 0.13025 | 0.28927 | 0.068415 | 0.12923 | 0.46935 | 0.18603 | 1.9926 | 2.4929 | 0.10428 | 1.8308 | 0.35958 | 0.01254 | 0.65114 | 0.38187 | 0.12264 | 0.066225 | 12.6769 | 7.8602 | 15.7601 | 0.61121 | 14.0172 | 1923.1249 | 0 | 0 | 0.67409 | 0.014365 | 0.67981 | 0.016491 | 0.37261 | 0.00091891 | 0 | 0 | 0 | 0 | 0.037624 | 0.0012089 | 0.055857 | 0.00025636 | 0 | 0 | 3.4804 | 0.19375 | 0.022262 | 0.014127 | 0.01506 | 0.00023841 | 0.015558 | 0.00095249 | 0.015265 | 0.00025636 | 0.01506 | 0.00020732 | 0.014873 | 4.9044e-05 | 0.53078
486 | 50917.9523 | 0.77671 | 0.85626 | 1.1515 | 1.8718 | 10.1019 | 2.7307 | 2.154 | 1.305 | 0.78124 | 0.075972 | 8.5458 | 3.5871 | 0.21359 | 0.3711 | 0.13607 | 0.33931 | 0.076858 | 0.13572 | 0.43182 | 0.18802 | 2.4952 | 2.5432 | 0.099427 | 1.6286 | 0.50566 | 0.01295 | 0.54908 | 0.52434 | 0.14053 | 0.069224 | 8.6437 | 9.298 | 10.0497 | 0.53805 | 16.2146 | 2387.9302 | 0 | 0 | 0.87643 | 0.017423 | 0.66049 | 0.019491 | 0.46869 | 0.00091891 | 0 | 0 | 0 | 0 | 0.037663 | 0.0014917 | 0.059011 | 0.00031831 | 0 | 0 | 4.0643 | 0.24263 | 0.024289 | 0.017123 | 0.015268 | 0.00030024 | 0.015598 | 0.0011734 | 0.015265 | 0.00031831 | 0.015268 | 0.00025741 | 0.014874 | 6.0908e-05 | 0.88161
487 | 54679.6564 | 0.8933 | 0.74106 | 0.94948 | 1.1762 | 12.6306 | 2.5051 | 2.076 | 1.0721 | 0.12713 | 0.036866 | 8.1895 | 0.63899 | 0.25521 | 0.37809 | 0.12625 | 0.30133 | 0.079799 | 0.13038 | 0.47652 | 0.21887 | 2.1697 | 2.4384 | 0.090559 | 2.0904 | 0.43132 | 0.013055 | 0.55625 | 0.47072 | 0.10668 | 0.07279 | 9.7072 | 6.6243 | 8.1 | 0.6165 | 16.7399 | 2466.8876 | 0 | 0 | 0.90481 | 0.017952 | 0.63719 | 0.019491 | 0.54545 | 0.00091891 | 0 | 0 | 0 | 0 | 0.037663 | 0.0015526 | 0.059607 | 0.00033123 | 0 | 0 | 4.1654 | 0.25139 | 0.024533 | 0.017641 | 0.015268 | 0.00031099 | 0.015597 | 0.0012214 | 0.015265 | 0.00033123 | 0.015268 | 0.00026788 | 0.014873 | 6.3347e-05 | 0.81037
488 | 39630.4099 | 0.81324 | 0.74237 | 0.99235 | 1.7884 | 15.6306 | 1.3914 | 0.71503 | 1.1022 | 0.37189 | 0.064398 | 7.0401 | 2.3818 | 0.29308 | 0.34914 | 0.12363 | 0.35193 | 0.063049 | 0.13522 | 0.53401 | 0.20253 | 1.7692 | 2.5 | 0.09394 | 2.0066 | 0.39801 | 0.015338 | 0.51735 | 0.57608 | 0.11156 | 0.070045 | 8.8303 | 9.5869 | 8.867 | 0.65619 | 13.6088 | 1820.46 | 0 | 0 | 0.7776 | 0.013715 | 0.58281 | 0.016491 | 0.39088 | 0.00091891 | 0 | 0 | 0 | 0 | 0.037416 | 0.001143 | 0.055148 | 0.00024257 | 0 | 0 | 3.3374 | 0.18224 | 0.021955 | 0.01349 | 0.01506 | 0.00022549 | 0.015559 | 0.00090044 | 0.015057 | 0.00024257 | 0.01506 | 0.00019616 | 0.014873 | 4.641e-05 | 0.54413
489 | 42647.9674 | 0.82716 | 0.89562 | 1.418 | 1.8491 | 16.435 | 2.0878 | 1.6865 | 1.8446 | 0.13637 | 0.06546 | 6.2763 | 3.5216 | 0.28692 | 0.33464 | 0.13831 | 0.34844 | 0.0841 | 0.12785 | 0.50393 | 0.17974 | 2.0787 | 2.071 | 0.10016 | 1.6151 | 0.48594 | 0.010412 | 0.55418 | 0.49687 | 0.11514 | 0.069506 | 9.223 | 6.8997 | 12.2162 | 0.52056 | 14.6117 | 2038.7213 | 0 | 0 | 0.76663 | 0.015162 | 0.64616 | 0.016491 | 0.40463 | 0.00091891 | 0 | 0 | 0 | 0 | 0.037623 | 0.0012683 | 0.056479 | 0.00026921 | 0 | 0 | 3.6375 | 0.2066 | 0.022637 | 0.014908 | 0.015268 | 0.00025443 | 0.015558 | 0.00099909 | 0.015265 | 0.00026921 | 0.01506 | 0.00021769 | 0.014874 | 5.1519e-05 | 0.70379
490 | 42870.9384 | 0.78216 | 0.98975 | 1.4759 | 1.8725 | 8.4922 | 3.6203 | 2.0243 | 1.4482 | 0.64497 | 0.037479 | 6.4405 | 0.71258 | 0.155 | 0.31729 | 0.16062 | 0.29829 | 0.083847 | 0.15861 | 0.47797 | 0.22088 | 2.5806 | 1.8793 | 0.080472 | 2.1201 | 0.3846 | 0.012262 | 0.55326 | 0.48334 | 0.14392 | 0.064108 | 11.2442 | 7.2588 | 12.5571 | 0.54655 | 15.697 | 2096.9867 | 0 | 0 | 0.79808 | 0.01559 | 0.65741 | 0.016491 | 0.59927 | 0.00091891 | 0 | 0 | 0 | 0 | 0.037623 | 0.0013003 | 0.056797 | 0.00027594 | 0 | 0 | 3.715 | 0.21303 | 0.023439 | 0.015327 | 0.015268 | 0.00026305 | 0.015558 | 0.0010243 | 0.015265 | 0.00027594 | 0.01506 | 0.00022312 | 0.014874 | 5.2812e-05 | 0.75973
491 | 51676.5713 | 0.78268 | 0.80484 | 1.0493 | 1.2713 | 13.6505 | 2.3464 | 2.6541 | 0.9104 | 0.82334 | 0.054432 | 9.2559 | 2.538 | 0.31828 | 0.29734 | 0.13065 | 0.33378 | 0.076752 | 0.14 | 0.43485 | 0.19976 | 2.109 | 2.6464 | 0.080392 | 1.6991 | 0.43844 | 0.011763 | 0.61045 | 0.47221 | 0.13767 | 0.056407 | 10.3756 | 9.2753 | 8.8407 | 0.57331 | 16.0009 | 2385.843 | 0 | 0 | 0.8861 | 0.017407 | 0.64239 | 0.019491 | 0.4292 | 0.00091891 | 0 | 0 | 0 | 0 | 0.037663 | 0.0014986 | 0.059076 | 0.00031959 | 0 | 0 | 4.0614 | 0.24238 | 0.024282 | 0.017108 | 0.015268 | 0.00029987 | 0.015598 | 0.001179 | 0.015265 | 0.00031959 | 0.015268 | 0.00025844 | 0.014874 | 6.1146e-05 | 0.66499
492 | 46891.0407 | 0.75963 | 0.99653 | 1.1416 | 1.6784 | 11.1887 | 3.7321 | 2.0731 | 1.9256 | 0.65078 | 0.047412 | 6.2075 | 2.2298 | 0.11197 | 0.32247 | 0.12806 | 0.38224 | 0.061217 | 0.12457 | 0.52991 | 0.19982 | 2.0581 | 2.1437 | 0.10444 | 1.8264 | 0.49653 | 0.0122 | 0.59549 | 0.60441 | 0.11486 | 0.062895 | 9.3438 | 8.1866 | 11.811 | 0.46538 | 16.7277 | 2289.7119 | 0 | 0 | 0.92384 | 0.016837 | 0.6672 | 0.016491 | 0.61787 | 0.00091891 | 0 | 0 | 0 | 0 | 0.037622 | 0.0014193 | 0.058026 | 0.00030179 | 0 | 0 | 3.9704 | 0.23458 | 0.024019 | 0.016549 | 0.015268 | 0.00028829 | 0.015556 | 0.0011175 | 0.015265 | 0.00030179 | 0.01506 | 0.00024403 | 0.014874 | 5.7756e-05 | 0.8517
493 | 45755.6285 | 0.87951 | 0.82352 | 1.2903 | 1.7271 | 14.2434 | 2.9454 | 0.55557 | 1.2039 | 0.33913 | 0.062258 | 7.0178 | 3.1157 | 0.18232 | 0.27078 | 0.13776 | 0.3619 | 0.081782 | 0.15586 | 0.43274 | 0.19697 | 2.4375 | 1.7919 | 0.095837 | 2.1987 | 0.41803 | 0.013457 | 0.58929 | 0.4813 | 0.1341 | 0.071929 | 8.4031 | 6.4984 | 8.7091 | 0.63104 | 15.0417 | 2123.3975 | 0 | 0 | 0.78423 | 0.015791 | 0.60976 | 0.016491 | 0.47093 | 0.00091891 | 0 | 0 | 0 | 0 | 0.037623 | 0.0013385 | 0.057246 | 0.00028481 | 0 | 0 | 3.749 | 0.21587 | 0.023533 | 0.015524 | 0.015268 | 0.00026709 | 0.015557 | 0.0010537 | 0.015265 | 0.00028481 | 0.01506 | 0.00023031 | 0.014874 | 5.4501e-05 | 0.55144
494 | 53203.119 | 0.77486 | 0.89458 | 1.3312 | 1.1316 | 11.7858 | 3.4902 | 1.3973 | 0.56462 | 0.63605 | 0.031411 | 6.974 | 3.0217 | 0.27259 | 0.33818 | 0.16583 | 0.30753 | 0.097567 | 0.12942 | 0.47178 | 0.15298 | 2.3091 | 2.4828 | 0.090953 | 1.6263 | 0.39322 | 0.014075 | 0.45745 | 0.45489 | 0.10387 | 0.069592 | 13.7818 | 8.5981 | 12.2825 | 0.52846 | 16.7145 | 2512.646 | 0 | 0 | 0.86139 | 0.01826 | 0.71101 | 0.019491 | 0.45666 | 0.00091891 | 0 | 0 | 0 | 0 | 0.037663 | 0.0015712 | 0.059755 | 0.00033504 | 0 | 0 | 4.2241 | 0.25651 | 0.024674 | 0.017943 | 0.015268 | 0.0003173 | 0.015597 | 0.0012362 | 0.015265 | 0.00033504 | 0.015268 | 0.00027093 | 0.014874 | 6.411e-05 | 0.88585
495 | 46744.5232 | 0.96506 | 0.81403 | 1.1551 | 1.1538 | 8.5884 | 4.0907 | 1.2576 | 1.258 | 0.86801 | 0.055215 | 8.9115 | 1.2844 | 0.24451 | 0.32311 | 0.13671 | 0.34742 | 0.080715 | 0.12504 | 0.45372 | 0.17729 | 2.2736 | 2.2828 | 0.094461 | 1.7713 | 0.45029 | 0.014101 | 0.52158 | 0.46164 | 0.12949 | 0.058239 | 11.0916 | 7.0869 | 12.2548 | 0.53896 | 15.3833 | 2149.1841 | 0 | 0 | 0.8221 | 0.016037 | 0.66051 | 0.016491 | 0.46334 | 0.00091891 | 0 | 0 | 0 | 0 | 0.037622 | 0.0013628 | 0.057479 | 0.00028966 | 0 | 0 | 3.7813 | 0.21857 | 0.023647 | 0.015765 | 0.015268 | 0.00027201 | 0.015557 | 0.0010732 | 0.015265 | 0.00028966 | 0.01506 | 0.00023424 | 0.014874 | 5.5422e-05 | 0.66269
496 | 41961.6694 | 0.97887 | 0.88477 | 1.5507 | 1.5457 | 13.5341 | 3.0553 | 2.0365 | 1.2136 | 0.79414 | 0.044599 | 7.3007 | 1.1141 | 0.39355 | 0.32947 | 0.13887 | 0.39082 | 0.0874 | 0.12596 | 0.50459 | 0.2234 | 2.7688 | 2.2672 | 0.083692 | 1.8176 | 0.48109 | 0.01416 | 0.47511 | 0.54397 | 0.10676 | 0.079859 | 12.7463 | 8.0851 | 8.4814 | 0.53878 | 14.2401 | 1995.2343 | 0 | 0 | 0.73063 | 0.014918 | 0.59247 | 0.016491 | 0.42337 | 0.00091891 | 0 | 0 | 0 | 0 | 0.037623 | 0.0012474 | 0.056248 | 0.00026452 | 0 | 0 | 3.5773 | 0.20165 | 0.022522 | 0.014668 | 0.015268 | 0.00024949 | 0.015558 | 0.00098287 | 0.015265 | 0.00026452 | 0.01506 | 0.0002139 | 0.014874 | 5.0622e-05 | 0.67164
497 | 46227.9568 | 0.76336 | 0.71462 | 1.1183 | 1.41 | 15.1336 | 2.7785 | 3.8266 | 0.82447 | 0.097783 | 0.034924 | 9.8572 | 1.328 | 0.32691 | 0.341 | 0.11047 | 0.30149 | 0.074243 | 0.15912 | 0.44739 | 0.19065 | 2.4091 | 2.3293 | 0.085069 | 1.7363 | 0.43791 | 0.010876 | 0.4895 | 0.50605 | 0.10876 | 0.065014 | 10.6041 | 7.7787 | 15.0349 | 0.75609 | 15.2052 | 2094.3786 | 0 | 0 | 0.77489 | 0.015473 | 0.69173 | 0.016491 | 0.45686 | 0.00091891 | 0 | 0 | 0 | 0 | 0.037623 | 0.0013203 | 0.057076 | 0.00028101 | 0 | 0 | 3.7132 | 0.21288 | 0.023384 | 0.015213 | 0.015268 | 0.00026065 | 0.015557 | 0.0010393 | 0.015265 | 0.00028101 | 0.01506 | 0.00022725 | 0.014873 | 5.3758e-05 | 0.59293
498 | 45285.1201 | 0.92929 | 0.98145 | 1.2966 | 1.7624 | 13.6652 | 3.4341 | 1.619 | 1.7259 | 0.83984 | 0.026313 | 9.927 | 2.9871 | 0.31434 | 0.38135 | 0.1518 | 0.31339 | 0.075372 | 0.15234 | 0.40217 | 0.20867 | 2.3819 | 2.3513 | 0.11061 | 1.6425 | 0.4668 | 0.011912 | 0.52739 | 0.39764 | 0.10074 | 0.071408 | 7.5156 | 8.0252 | 14.1263 | 0.5653 | 15.5949 | 2204.6757 | 0 | 0 | 0.85642 | 0.01629 | 0.69456 | 0.016491 | 0.41527 | 0.00091891 | 0 | 0 | 0 | 0 | 0.037622 | 0.0013677 | 0.057501 | 0.00029057 | 0 | 0 | 3.8584 | 0.22506 | 0.023765 | 0.016013 | 0.015268 | 0.0002772 | 0.015557 | 0.0010771 | 0.015265 | 0.00029057 | 0.01506 | 0.00023496 | 0.014874 | 5.561e-05 | 0.95427
499 | 50956.6613 | 0.97919 | 0.98078 | 0.96535 | 1.1827 | 11.5721 | 1.9535 | 2.8381 | 1.3898 | 0.8148 | 0.068418 | 6.9585 | 2.6636 | 0.12353 | 0.30826 | 0.13504 | 0.34426 | 0.080417 | 0.13257 | 0.37638 | 0.21642 | 2.2409 | 1.9083 | 0.10286 | 1.7945 | 0.37596 | 0.012989 | 0.55387 | 0.39503 | 0.11982 | 0.066516 | 11.0288 | 7.89 | 13.1744 | 0.48122 | 17.5989 | 2472.5738 | 0 | 0 | 1.0186 | 0.017995 | 0.72029 | 0.019491 | 0.60372 | 0.00091891 | 0 | 0 | 0 | 0 | 0.037663 | 0.0015346 | 0.059373 | 0.0003267 | 0 | 0 | 4.1732 | 0.25207 | 0.024553 | 0.017683 | 0.015268 | 0.00031188 | 0.015597 | 0.0012079 | 0.015265 | 0.0003267 | 0.015268 | 0.00026418 | 0.014874 | 6.2523e-05 | 0.86722
500 | 50986.8734 | 0.77678 | 0.90102 | 1.3155 | 1.6314 | 13.3904 | 2.0486 | 2.5596 | 1.501 | 0.3629 | 0.049473 | 6.9234 | 3.7207 | 0.43994 | 0.33597 | 0.13781 | 0.33177 | 0.091261 | 0.14728 | 0.40814 | 0.19166 | 2.0335 | 2.6644 | 0.08335 | 1.6522 | 0.42377 | 0.013543 | 0.61114 | 0.49546 | 0.11382 | 0.05706 | 9.7776 | 8.2704 | 10.4273 | 0.56638 | 15.9047 | 2400.1345 | 0 | 0 | 0.85368 | 0.017646 | 0.66897 | 0.019491 | 0.38932 | 0.00091891 | 0 | 0 | 0 | 0 | 0.037663 | 0.0015081 | 0.05915 | 0.00032151 | 0 | 0 | 4.0765 | 0.24369 | 0.024392 | 0.017341 | 0.015268 | 0.00030477 | 0.015598 | 0.0011866 | 0.015265 | 0.00032151 | 0.015268 | 0.00025998 | 0.014874 | 6.1522e-05 | 0.85092
501 | 44341.7197 | 0.84277 | 0.7637 | 1.0071 | 1.2592 | 14.3396 | 3.6533 | 3.2399 | 1.6125 | 0.98946 | 0.024043 | 9.4346 | 2.2152 | 0.19142 | 0.35432 | 0.15365 | 0.31011 | 0.076985 | 0.15816 | 0.45168 | 0.16055 | 2.2853 | 2.5676 | 0.10343 | 1.7968 | 0.37851 | 0.014626 | 0.50511 | 0.51922 | 0.11258 | 0.065299 | 12.1383 | 9.096 | 14.8889 | 0.71452 | 15.0746 | 2028.259 | 0 | 0 | 0.82154 | 0.015148 | 0.68421 | 0.016491 | 0.45869 | 0.00091891 | 0 | 0 | 0 | 0 | 0.037623 | 0.0012821 | 0.056646 | 0.00027229 | 0 | 0 | 3.6214 | 0.20528 | 0.02263 | 0.014894 | 0.015268 | 0.0002541 | 0.015558 | 0.0010098 | 0.015265 | 0.00027229 | 0.01506 | 0.0002202 | 0.014873 | 5.2097e-05 | 0.63872
502 | 47397.1471 | 0.98083 | 0.85852 | 1.176 | 1.2151 | 12.6011 | 2.4836 | 3.603 | 1.1671 | 0.33637 | 0.068104 | 6.3637 | 0.81084 | 0.23688 | 0.37262 | 0.13399 | 0.3477 | 0.081438 | 0.14711 | 0.48579 | 0.16348 | 2.3694 | 2.3347 | 0.091037 | 2.2806 | 0.38849 | 0.012266 | 0.55366 | 0.51782 | 0.12138 | 0.074821 | 13.8257 | 9.7365 | 15.6511 | 0.59335 | 16.0986 | 2214.773 | 0 | 0 | 0.84451 | 0.016412 | 0.7182 | 0.016491 | 0.51794 | 0.00091891 | 0 | 0 | 0 | 0 | 0.037622 | 0.0013956 | 0.057809 | 0.00029678 | 0 | 0 | 3.8698 | 0.22602 | 0.023822 | 0.016133 | 0.015268 | 0.00027962 | 0.015557 | 0.0010988 | 0.015265 | 0.00029678 | 0.01506 | 0.00023999 | 0.014874 | 5.6791e-05 | 0.82679
503 | 43581.7061 | 0.79715 | 0.95986 | 1.2297 | 1.6444 | 15.6668 | 1.6509 | 1.2639 | 0.41396 | 1.0332 | 0.044013 | 6.6918 | 3.9101 | 0.19352 | 0.28301 | 0.15073 | 0.31131 | 0.082585 | 0.12165 | 0.37904 | 0.21596 | 2.2909 | 2.1724 | 0.080538 | 2.0583 | 0.38632 | 0.013069 | 0.51633 | 0.43774 | 0.10183 | 0.067294 | 12.5981 | 7.7292 | 15.1196 | 0.48633 | 15.4352 | 2108.6236 | 0 | 0 | 0.85089 | 0.015692 | 0.69687 | 0.016491 | 0.45347 | 0.00091891 | 0 | 0 | 0 | 0 | 0.037623 | 0.0013125 | 0.056925 | 0.00027849 | 0 | 0 | 3.7298 | 0.21426 | 0.023486 | 0.015427 | 0.015268 | 0.00026509 | 0.015557 | 0.001034 | 0.015265 | 0.00027849 | 0.01506 | 0.00022519 | 0.014874 | 5.3298e-05 | 0.66286
504 | 42536.4155 | 0.90082 | 0.74684 | 1.5609 | 1.8142 | 11.5376 | 4.6206 | 1.8218 | 1.1205 | 0.67725 | 0.04773 | 7.0503 | 3.5046 | 0.41386 | 0.38928 | 0.16838 | 0.32832 | 0.082596 | 0.13488 | 0.47757 | 0.18701 | 2.2413 | 2.2554 | 0.10745 | 1.9526 | 0.34374 | 0.014428 | 0.57488 | 0.42891 | 0.10581 | 0.0693 | 10.6104 | 8.0776 | 13.4589 | 0.64283 | 14.0198 | 1959.7143 | 0 | 0 | 0.67248 | 0.014559 | 0.65187 | 0.016491 | 0.37119 | 0.00091891 | 0 | 0 | 0 | 0 | 0.037624 | 0.0012215 | 0.056001 | 0.00025926 | 0 | 0 | 3.532 | 0.19795 | 0.022353 | 0.014317 | 0.01506 | 0.00024232 | 0.015558 | 0.00096226 | 0.015265 | 0.00025926 | 0.01506 | 0.00020966 | 0.014873 | 4.9592e-05 | 0.65534
505 | 53441.3726 | 0.78141 | 0.75376 | 1.4948 | 1.2571 | 12.0144 | 3.1172 | 3.5928 | 0.80116 | 0.11372 | 0.043772 | 8.1766 | 1.0683 | 0.18615 | 0.37948 | 0.14262 | 0.33964 | 0.075138 | 0.1245 | 0.47977 | 0.22859 | 2.4713 | 1.7849 | 0.098413 | 2.085 | 0.49284 | 0.015432 | 0.56932 | 0.44211 | 0.12141 | 0.078663 | 8.3233 | 9.4034 | 9.0909 | 0.57562 | 16.3211 | 2420.4909 | 0 | 0 | 0.75265 | 0.017666 | 0.64944 | 0.019491 | 0.55689 | 0.00091891 | 0 | 0 | 0 | 0 | 0.037663 | 0.0015302 | 0.059404 | 0.00032674 | 0 | 0 | 4.1051 | 0.24616 | 0.024401 | 0.017361 | 0.015268 | 0.00030514 | 0.015597 | 0.0012035 | 0.015265 | 0.00032674 | 0.015268 | 0.00026423 | 0.014873 | 6.2506e-05 | 0.81163
506 | 42249.2117 | 0.9692 | 0.96448 | 1.1843 | 1.3932 | 8.0295 | 2.3791 | 3.3112 | 0.98917 | 0.71632 | 0.055329 | 7.9075 | 3.1982 | 0.21506 | 0.36494 | 0.15942 | 0.34134 | 0.096258 | 0.11826 | 0.48128 | 0.16671 | 2.1883 | 2.1063 | 0.09341 | 1.904 | 0.49076 | 0.01217 | 0.61579 | 0.51057 | 0.14304 | 0.067061 | 9.324 | 7.2141 | 15.799 | 0.44433 | 15.2269 | 2052.2686 | 0 | 0 | 0.85519 | 0.015309 | 0.69823 | 0.016491 | 0.44263 | 0.00091891 | 0 | 0 | 0 | 0 | 0.037623 | 0.0012775 | 0.056546 | 0.00027074 | 0 | 0 | 3.6544 | 0.208 | 0.023307 | 0.015052 | 0.015268 | 0.00025734 | 0.015558 | 0.0010068 | 0.015265 | 0.00027074 | 0.01506 | 0.00021892 | 0.014874 | 5.1819e-05 | 0.8337
507 | 39833.7442 | 0.90652 | 0.87022 | 1.0306 | 1.7432 | 14.0679 | 1.9817 | 2.8908 | 1.987 | 0.074085 | 0.045353 | 8.9552 | 2.4098 | 0.32761 | 0.32218 | 0.1289 | 0.36491 | 0.07945 | 0.1378 | 0.47875 | 0.18035 | 1.89 | 2.3079 | 0.09681 | 1.6975 | 0.40969 | 0.010794 | 0.58001 | 0.54664 | 0.098931 | 0.079826 | 8.897 | 6.5615 | 10.8874 | 0.58153 | 14.1431 | 1895.4176 | 0 | 0 | 0.83446 | 0.014233 | 0.61609 | 0.016491 | 0.3942 | 0.00091891 | 0 | 0 | 0 | 0 | 0.037624 | 0.0011812 | 0.055526 | 0.00025018 | 0 | 0 | 3.4412 | 0.19058 | 0.0222 | 0.013998 | 0.01506 | 0.00023582 | 0.015559 | 0.00093102 | 0.015265 | 0.00025018 | 0.01506 | 0.0002023 | 0.014874 | 4.7875e-05 | 0.61084
508 | 51199.5781 | 0.7508 | 0.79363 | 1.557 | 1.4614 | 11.5123 | 1.4156 | 3.7891 | 0.74628 | 0.7525 | 0.066205 | 7.9217 | 1.8212 | 0.25565 | 0.33144 | 0.12971 | 0.35015 | 0.072483 | 0.13159 | 0.3959 | 0.18437 | 1.9486 | 1.9213 | 0.097169 | 1.6786 | 0.45636 | 0.013153 | 0.57065 | 0.56438 | 0.13866 | 0.078613 | 10.2451 | 7.0755 | 11.6669 | 0.5534 | 15.8891 | 2357.9773 | 0 | 0 | 0.74743 | 0.017219 | 0.68073 | 0.019491 | 0.46845 | 0.00091891 | 0 | 0 | 0 | 0 | 0.037663 | 0.0014812 | 0.058913 | 0.00031597 | 0 | 0 | 4.0253 | 0.23928 | 0.024195 | 0.016923 | 0.015268 | 0.00029604 | 0.015598 | 0.0011652 | 0.015265 | 0.00031597 | 0.015268 | 0.00025552 | 0.014874 | 6.0454e-05 | 0.72216
509 | 47634.9218 | 0.96948 | 0.76887 | 1.4034 | 1.1992 | 5.6685 | 2.5082 | 3.0373 | 1.9379 | 0.78218 | 0.03951 | 6.6775 | 1.7588 | 0.12278 | 0.3269 | 0.14327 | 0.34641 | 0.075743 | 0.14338 | 0.45253 | 0.19731 | 2.3549 | 2.1357 | 0.084548 | 1.6191 | 0.40508 | 0.012405 | 0.6162 | 0.47914 | 0.12308 | 0.086533 | 11.6778 | 6.3209 | 10.6261 | 0.62846 | 15.5871 | 2165.3271 | 0 | 0 | 0.74416 | 0.016102 | 0.63939 | 0.016491 | 0.56916 | 0.00091891 | 0 | 0 | 0 | 0 | 0.037622 | 0.0013767 | 0.057644 | 0.00029303 | 0 | 0 | 3.8037 | 0.22045 | 0.023677 | 0.015828 | 0.015268 | 0.00027332 | 0.015557 | 0.0010837 | 0.015265 | 0.00029303 | 0.01506 | 0.00023696 | 0.014874 | 5.6067e-05 | 0.63821
510 | 46786.4064 | 0.98018 | 0.94612 | 1.2616 | 1.4548 | 12.6199 | 2.0922 | 3.5154 | 0.45439 | 0.3405 | 0.028815 | 7.7925 | 3.0777 | 0.4377 | 0.2813 | 0.14778 | 0.34341 | 0.06629 | 0.14471 | 0.50098 | 0.19708 | 2.3806 | 2.2258 | 0.094675 | 1.7844 | 0.52757 | 0.014956 | 0.50357 | 0.49159 | 0.12108 | 0.065146 | 6.3437 | 8.8072 | 14.0068 | 0.54781 | 15.5741 | 2233.1748 | 0 | 0 | 0.86046 | 0.016598 | 0.69856 | 0.016491 | 0.38319 | 0.00091891 | 0 | 0 | 0 | 0 | 0.037622 | 0.0014027 | 0.057864 | 0.00029817 | 0 | 0 | 3.8926 | 0.22796 | 0.023908 | 0.016315 | 0.015268 | 0.00028342 | 0.015557 | 0.0011046 | 0.015265 | 0.00029817 | 0.01506 | 0.00024111 | 0.014874 | 5.7064e-05 | 0.69469
511 | 49680.2002 | 0.93131 | 0.8762 | 1.4706 | 1.7695 | 9.8112 | 4.7795 | 3.9605 | 0.98042 | 0.35714 | 0.066755 | 9.3529 | 2.9494 | 0.34592 | 0.38507 | 0.13844 | 0.35805 | 0.095281 | 0.14302 | 0.41335 | 0.19387 | 2.5889 | 2.1918 | 0.092984 | 1.6518 | 0.38261 | 0.012466 | 0.5258 | 0.47367 | 0.13841 | 0.066641 | 11.5803 | 6.4703 | 10.4834 | 0.54822 | 15.5895 | 2328.9693 | 0 | 0 | 0.79532 | 0.017153 | 0.66236 | 0.019491 | 0.40735 | 0.00091891 | 0 | 0 | 0 | 0 | 0.037663 | 0.0014618 | 0.058699 | 0.00031152 | 0 | 0 | 3.9847 | 0.2358 | 0.024165 | 0.016859 | 0.015268 | 0.00029474 | 0.015598 | 0.0011503 | 0.015265 | 0.00031152 | 0.015268 | 0.00025191 | 0.014874 | 5.9608e-05 | 0.91804
512 | 45775.1035 | 0.83012 | 0.85714 | 1.5203 | 1.2733 | 14.8787 | 2.8017 | 1.989 | 1.833 | 0.46882 | 0.052154 | 8.7373 | 1.5936 | 0.26139 | 0.3628 | 0.14173 | 0.30016 | 0.078602 | 0.12886 | 0.47125 | 0.22566 | 2.3649 | 2.0694 | 0.097226 | 1.6743 | 0.50364 | 0.010346 | 0.54708 | 0.58049 | 0.091176 | 0.075858 | 14.7518 | 7.7492 | 12.1971 | 0.56175 | 15.134 | 2145.9043 | 0 | 0 | 0.75056 | 0.015931 | 0.65824 | 0.016491 | 0.44783 | 0.00091891 | 0 | 0 | 0 | 0 | 0.037622 | 0.0013481 | 0.057318 | 0.0002864 | 0 | 0 | 3.7793 | 0.21841 | 0.023598 | 0.015661 | 0.015268 | 0.00026988 | 0.015557 | 0.0010617 | 0.015265 | 0.0002864 | 0.01506 | 0.0002316 | 0.014874 | 5.4804e-05 | 0.77588
513 | 51564.6971 | 0.87557 | 0.87107 | 1.1049 | 1.246 | 10.2236 | 3.9838 | 2.0219 | 0.56815 | 0.25833 | 0.069598 | 7.3434 | 0.66679 | 0.42673 | 0.3786 | 0.15427 | 0.36937 | 0.070383 | 0.12766 | 0.39203 | 0.22645 | 2.0066 | 2.1487 | 0.081363 | 2.1223 | 0.41205 | 0.012259 | 0.68579 | 0.4726 | 0.10589 | 0.079741 | 11.5328 | 6.05 | 11.8688 | 0.52132 | 16.7064 | 2427.3794 | 0 | 0 | 0.90478 | 0.017674 | 0.69052 | 0.019491 | 0.51374 | 0.00091891 | 0 | 0 | 0 | 0 | 0.037663 | 0.0015162 | 0.059227 | 0.00032314 | 0 | 0 | 4.1154 | 0.24705 | 0.024405 | 0.017369 | 0.015268 | 0.00030531 | 0.015598 | 0.001193 | 0.015265 | 0.00032314 | 0.015268 | 0.00026131 | 0.014874 | 6.1831e-05 | 0.93025
514 | 51913.9611 | 0.81668 | 0.85625 | 1.1312 | 1.4096 | 8.6022 | 2.9961 | 3.4182 | 1.2274 | 0.93329 | 0.03306 | 9.1505 | 2.1744 | 0.37712 | 0.31222 | 0.1326 | 0.3282 | 0.070102 | 0.14528 | 0.39928 | 0.22547 | 2.6939 | 2.1798 | 0.075364 | 2.0428 | 0.45801 | 0.012234 | 0.67334 | 0.43471 | 0.10309 | 0.073376 | 9.3179 | 8.5082 | 10.2044 | 0.59155 | 16.2176 | 2431.0656 | 0 | 0 | 0.89013 | 0.017707 | 0.66654 | 0.019491 | 0.42182 | 0.00091891 | 0 | 0 | 0 | 0 | 0.037663 | 0.0015243 | 0.059327 | 0.0003253 | 0 | 0 | 4.1198 | 0.24743 | 0.02442 | 0.017401 | 0.015268 | 0.000306 | 0.015597 | 0.001199 | 0.015265 | 0.0003253 | 0.015268 | 0.00026305 | 0.014874 | 6.2252e-05 | 0.75647
515 | 46217.1066 | 0.906 | 0.98331 | 1.3195 | 1.223 | 15.1046 | 3.607 | 0.78746 | 0.61224 | 0.99547 | 0.06848 | 8.8661 | 2.324 | 0.33078 | 0.40405 | 0.13851 | 0.28297 | 0.091649 | 0.13308 | 0.43955 | 0.19923 | 2.6293 | 2.2426 | 0.089436 | 1.7638 | 0.39852 | 0.014702 | 0.56994 | 0.53157 | 0.142 | 0.070314 | 8.1291 | 8.3191 | 10.4179 | 0.47636 | 15.4932 | 2229.6309 | 0 | 0 | 0.85842 | 0.016583 | 0.64384 | 0.016491 | 0.42177 | 0.00091891 | 0 | 0 | 0 | 0 | 0.037622 | 0.001398 | 0.057797 | 0.00029684 | 0 | 0 | 3.8879 | 0.22755 | 0.023901 | 0.016299 | 0.015268 | 0.00028307 | 0.015557 | 0.0011011 | 0.015265 | 0.00029684 | 0.01506 | 0.00024003 | 0.014874 | 5.6811e-05 | 1.0343
516 | 51377.5829 | 0.99821 | 0.93423 | 1.1278 | 1.7826 | 10.3721 | 3.6101 | 3.4261 | 1.2553 | 1.0884 | 0.023603 | 7.3319 | 2.4539 | 0.35115 | 0.36199 | 0.13811 | 0.33151 | 0.070023 | 0.16119 | 0.42164 | 0.23471 | 2.0488 | 2.042 | 0.093759 | 2.0957 | 0.41492 | 0.011699 | 0.61921 | 0.51248 | 0.11946 | 0.062717 | 11.9742 | 7.7836 | 9.5251 | 0.58329 | 16.422 | 2459.8745 | 0 | 0 | 0.93112 | 0.017909 | 0.65878 | 0.019491 | 0.43372 | 0.00091891 | 0 | 0 | 0 | 0 | 0.037663 | 0.00153 | 0.059364 | 0.00032637 | 0 | 0 | 4.1569 | 0.25065 | 0.024513 | 0.017599 | 0.015268 | 0.00031018 | 0.015597 | 0.0012037 | 0.015265 | 0.00032637 | 0.015268 | 0.00026391 | 0.014874 | 6.2456e-05 | 0.96631
517 | 45222.6268 | 0.91196 | 0.96791 | 1.2353 | 1.7047 | 16.592 | 3.7575 | 3.315 | 0.72847 | 1.1596 | 0.041845 | 7.9421 | 3.2516 | 0.14759 | 0.27422 | 0.1328 | 0.35167 | 0.095155 | 0.11704 | 0.50201 | 0.19846 | 2.5471 | 2.2781 | 0.095764 | 2.0516 | 0.43647 | 0.013006 | 0.66795 | 0.5399 | 0.12251 | 0.071182 | 6.0667 | 8.1979 | 13.9277 | 0.44876 | 15.9522 | 2186.0628 | 0 | 0 | 0.86645 | 0.01622 | 0.69066 | 0.016491 | 0.51805 | 0.00091891 | 0 | 0 | 0 | 0 | 0.037622 | 0.0013629 | 0.057454 | 0.00028955 | 0 | 0 | 3.8324 | 0.22286 | 0.023733 | 0.015944 | 0.015268 | 0.00027578 | 0.015557 | 0.0010733 | 0.015265 | 0.00028955 | 0.01506 | 0.00023413 | 0.014874 | 5.5414e-05 | 0.67349
518 | 49402.3106 | 0.82416 | 0.75517 | 1.365 | 1.1817 | 15.2679 | 2.3583 | 3.198 | 1.9565 | 0.55874 | 0.044924 | 8.6759 | 3.4442 | 0.29522 | 0.30368 | 0.13578 | 0.38288 | 0.072438 | 0.12982 | 0.39466 | 0.16043 | 2.7568 | 1.8474 | 0.091941 | 1.9697 | 0.41937 | 0.013822 | 0.54177 | 0.4144 | 0.11679 | 0.076184 | 10.3172 | 9.4636 | 15.6028 | 0.59897 | 15.5429 | 2233.8275 | 0 | 0 | 0.75648 | 0.01654 | 0.71992 | 0.016491 | 0.41576 | 0.00091891 | 0 | 0 | 0 | 0 | 0.037622 | 0.0014191 | 0.058078 | 0.00030225 | 0 | 0 | 3.8945 | 0.22812 | 0.023881 | 0.016258 | 0.015268 | 0.0002822 | 0.015556 | 0.0011168 | 0.015265 | 0.00030225 | 0.01506 | 0.00024443 | 0.014873 | 5.7823e-05 | 0.60176
519 | 36120.5484 | 0.79792 | 0.95724 | 1.341 | 1.8529 | 9.9463 | 2.0328 | 3.2421 | 1.4522 | 0.95381 | 0.056663 | 6.3685 | 0.58234 | 0.27339 | 0.37549 | 0.1468 | 0.35706 | 0.085613 | 0.14839 | 0.47776 | 0.1855 | 2.6061 | 2.1154 | 0.086871 | 2.2605 | 0.45544 | 0.010923 | 0.56605 | 0.43148 | 0.14889 | 0.068401 | 9.7838 | 9.3731 | 13.3909 | 0.5435 | 14.1039 | 1792.901 | 0 | 0 | 0.75896 | 0.013419 | 0.63233 | 0.016491 | 0.49737 | 0.00091891 | 0 | 0 | 0 | 0 | 0.037416 | 0.0010915 | 0.054514 | 0.00023097 | 0 | 0 | 3.3027 | 0.17948 | 0.021815 | 0.013199 | 0.01506 | 0.00021963 | 0.015559 | 0.00086049 | 0.015057 | 0.00023097 | 0.01506 | 0.00018676 | 0.014874 | 4.4204e-05 | 0.72642
520 | 43436.0986 | 0.80199 | 0.76679 | 1.3619 | 1.2946 | 12.0077 | 2.4038 | 3.7087 | 0.5393 | 0.57594 | 0.023361 | 8.3596 | 1.1526 | 0.2248 | 0.27851 | 0.12688 | 0.3193 | 0.084552 | 0.14882 | 0.48589 | 0.2097 | 1.9511 | 1.9863 | 0.089357 | 2.02 | 0.39016 | 0.012477 | 0.53116 | 0.49296 | 0.13511 | 0.074161 | 6.1131 | 8.9829 | 14.4718 | 0.64697 | 14.7127 | 1996.0997 | 0 | 0 | 0.72414 | 0.014891 | 0.67014 | 0.016491 | 0.46672 | 0.00091891 | 0 | 0 | 0 | 0 | 0.037623 | 0.0012575 | 0.056383 | 0.00026696 | 0 | 0 | 3.579 | 0.20179 | 0.02251 | 0.014642 | 0.015268 | 0.00024893 | 0.015558 | 0.00099051 | 0.015265 | 0.00026696 | 0.01506 | 0.00021588 | 0.014874 | 5.1077e-05 | 0.4942
521 | 46297.4985 | 0.76003 | 0.72995 | 1.1061 | 1.3643 | 16.1519 | 2.3368 | 3.5549 | 0.73424 | 0.6735 | 0.079675 | 9.0981 | 1.5201 | 0.26032 | 0.33077 | 0.10646 | 0.32728 | 0.077867 | 0.16329 | 0.4311 | 0.19533 | 2.3957 | 1.9119 | 0.076768 | 1.9055 | 0.41865 | 0.01413 | 0.62865 | 0.4029 | 0.12249 | 0.073771 | 8.4375 | 6.9412 | 15.9536 | 0.73843 | 15.235 | 2085.0301 | 0 | 0 | 0.7872 | 0.01556 | 0.705 | 0.016491 | 0.45354 | 0.00091891 | 0 | 0 | 0 | 0 | 0.037623 | 0.0013276 | 0.057148 | 0.00028254 | 0 | 0 | 3.6967 | 0.21151 | 0.023425 | 0.015298 | 0.015268 | 0.00026239 | 0.015557 | 0.0010451 | 0.015265 | 0.00028254 | 0.01506 | 0.00022849 | 0.014873 | 5.4056e-05 | 0.59038
522 | 38208.4757 | 0.77346 | 0.80965 | 0.97361 | 1.767 | 9.6629 | 2.5028 | 3.6872 | 1.6597 | 0.47785 | 0.058048 | 9.5953 | 0.65611 | 0.26434 | 0.39287 | 0.13105 | 0.28448 | 0.076647 | 0.11988 | 0.3928 | 0.21364 | 1.8917 | 2.3947 | 0.077022 | 1.743 | 0.53505 | 0.013443 | 0.50725 | 0.5405 | 0.12365 | 0.071086 | 11.3896 | 9.5633 | 13.1234 | 0.55092 | 14.1085 | 1795.3225 | 0 | 0 | 0.80764 | 0.013543 | 0.63151 | 0.016491 | 0.46985 | 0.00091891 | 0 | 0 | 0 | 0 | 0.037416 | 0.001118 | 0.054849 | 0.00023699 | 0 | 0 | 3.3026 | 0.17948 | 0.021873 | 0.013321 | 0.01506 | 0.00022207 | 0.015559 | 0.00088103 | 0.015057 | 0.00023699 | 0.01506 | 0.00019164 | 0.014874 | 4.5347e-05 | 0.65442
523 | 43055.2453 | 0.92758 | 0.84981 | 1.2316 | 1.811 | 14.6839 | 3.2348 | 1.3586 | 1.1808 | 0.46757 | 0.024254 | 7.7215 | 3.0542 | 0.1623 | 0.28316 | 0.12669 | 0.38377 | 0.079705 | 0.1252 | 0.48929 | 0.20277 | 2.3104 | 2.3985 | 0.1077 | 1.425 | 0.44536 | 0.013845 | 0.56811 | 0.47116 | 0.10543 | 0.068629 | 12.1033 | 8.1701 | 14.7452 | 0.54446 | 15.0835 | 2030.6049 | 0 | 0 | 0.7918 | 0.015107 | 0.68143 | 0.016491 | 0.4787 | 0.00091891 | 0 | 0 | 0 | 0 | 0.037623 | 0.0012665 | 0.056467 | 0.00026886 | 0 | 0 | 3.6264 | 0.20569 | 0.022611 | 0.014854 | 0.015268 | 0.00025332 | 0.015558 | 0.00099759 | 0.015265 | 0.00026886 | 0.01506 | 0.00021742 | 0.014874 | 5.1445e-05 | 0.56359
524 | 37943.8762 | 0.82571 | 0.77052 | 1.0443 | 1.6691 | 11.8734 | 2.4231 | 1.2793 | 0.57741 | 0.55265 | 0.02997 | 8.4632 | 3.5929 | 0.32645 | 0.27446 | 0.1341 | 0.39531 | 0.085316 | 0.12804 | 0.50336 | 0.18333 | 1.9899 | 2.2597 | 0.10715 | 1.9307 | 0.42547 | 0.012297 | 0.48905 | 0.43954 | 0.10971 | 0.065135 | 6.0192 | 6.2261 | 12.2767 | 0.61273 | 13.5348 | 1782.4953 | 0 | 0 | 0.76309 | 0.013327 | 0.61802 | 0.016491 | 0.37539 | 0.00091891 | 0 | 0 | 0 | 0 | 0.037416 | 0.0011021 | 0.054683 | 0.00023377 | 0 | 0 | 3.2881 | 0.17833 | 0.021771 | 0.013109 | 0.01506 | 0.00021778 | 0.015559 | 0.00086834 | 0.015057 | 0.00023377 | 0.01506 | 0.00018904 | 0.014874 | 4.473e-05 | 0.42793
525 | 50369.089 | 0.90697 | 0.7435 | 1.3922 | 1.8035 | 14.2209 | 2.1282 | 2.0648 | 0.9531 | 0.72776 | 0.045774 | 7.4464 | 2.6008 | 0.11474 | 0.30087 | 0.14266 | 0.297 | 0.089696 | 0.14323 | 0.44058 | 0.20775 | 2.0396 | 2.3407 | 0.083925 | 1.5854 | 0.52672 | 0.014399 | 0.54284 | 0.41572 | 0.10466 | 0.066459 | 7.4856 | 9.4287 | 12.5665 | 0.6718 | 16.0936 | 2256.8279 | 0 | 0 | 0.75056 | 0.01676 | 0.67701 | 0.016491 | 0.58282 | 0.00091891 | 0 | 0 | 0 | 0 | 0.037663 | 0.0014415 | 0.058542 | 0.00030773 | 0 | 0 | 3.9229 | 0.23052 | 0.023983 | 0.016473 | 0.015268 | 0.00028672 | 0.015598 | 0.0011338 | 0.015265 | 0.00030773 | 0.015268 | 0.00024886 | 0.014873 | 5.8872e-05 | 0.5969
526 | 37409.2873 | 0.91334 | 0.96601 | 1.4861 | 1.331 | 11.1043 | 0.88529 | 1.7695 | 0.50586 | 0.2488 | 0.070856 | 9.3436 | 1.1624 | 0.19185 | 0.31862 | 0.14892 | 0.28458 | 0.070856 | 0.13678 | 0.36227 | 0.1906 | 2.2459 | 2.1507 | 0.099712 | 1.6946 | 0.42408 | 0.01005 | 0.56252 | 0.45512 | 0.10601 | 0.0683 | 6.2394 | 6.6726 | 13.1991 | 0.52808 | 14.2485 | 1864.231 | 0 | 0 | 0.74271 | 0.013843 | 0.63655 | 0.016491 | 0.47846 | 0.00091891 | 0 | 0 | 0 | 0 | 0.037416 | 0.0011353 | 0.054989 | 0.00023999 | 0 | 0 | 3.4035 | 0.18754 | 0.022016 | 0.013615 | 0.01506 | 0.00022801 | 0.015559 | 0.00089535 | 0.015057 | 0.00023999 | 0.01506 | 0.00019406 | 0.014874 | 4.5935e-05 | 0.6458
527 | 47617.3028 | 0.7512 | 0.89587 | 1.5178 | 1.3814 | 11.6767 | 3.0657 | 3.6106 | 0.40899 | 0.63136 | 0.046378 | 7.2822 | 1.0319 | 0.39022 | 0.391 | 0.15149 | 0.32009 | 0.084137 | 0.11443 | 0.43917 | 0.19027 | 2.1244 | 1.8755 | 0.091962 | 1.7491 | 0.41829 | 0.014547 | 0.54254 | 0.53745 | 0.13851 | 0.069987 | 10.6783 | 7.505 | 11.7473 | 0.45255 | 15.5855 | 2247.2644 | 0 | 0 | 0.78104 | 0.016634 | 0.66299 | 0.016491 | 0.45772 | 0.00091891 | 0 | 0 | 0 | 0 | 0.037622 | 0.0014117 | 0.057968 | 0.00030026 | 0 | 0 | 3.9125 | 0.22964 | 0.023925 | 0.01635 | 0.015268 | 0.00028413 | 0.015557 | 0.0011115 | 0.015265 | 0.00030026 | 0.01506 | 0.0002428 | 0.014874 | 5.7459e-05 | 0.91842
528 | 37282.8526 | 0.91273 | 0.81013 | 1.1709 | 1.2742 | 13.5114 | 2.6257 | 2.8064 | 1.24 | 0.45221 | 0.039733 | 8.8108 | 1.1171 | 0.13301 | 0.35884 | 0.11602 | 0.39104 | 0.08567 | 0.13119 | 0.52674 | 0.19488 | 2.4834 | 2.2791 | 0.09187 | 2.145 | 0.48559 | 0.011763 | 0.58691 | 0.44826 | 0.13469 | 0.062214 | 11.2534 | 7.7944 | 11.5379 | 0.57481 | 13.953 | 1768.5435 | 0 | 0 | 0.74315 | 0.013272 | 0.60968 | 0.016491 | 0.51286 | 0.00091891 | 0 | 0 | 0 | 0 | 0.037416 | 0.0010939 | 0.05457 | 0.0002317 | 0 | 0 | 3.2675 | 0.1767 | 0.021745 | 0.013055 | 0.01506 | 0.00021667 | 0.015559 | 0.00086224 | 0.015057 | 0.0002317 | 0.01506 | 0.00018737 | 0.014874 | 4.4339e-05 | 0.58378
529 | 42002.8229 | 0.78076 | 0.80378 | 1.353 | 1.5559 | 15.2055 | 2.5666 | 2.1827 | 1.1627 | 0.87783 | 0.033193 | 8.686 | 2.1504 | 0.36462 | 0.37594 | 0.14728 | 0.30969 | 0.07475 | 0.13535 | 0.50409 | 0.22081 | 2.4432 | 2.1923 | 0.076468 | 2.0635 | 0.38094 | 0.011536 | 0.53426 | 0.49065 | 0.13439 | 0.069462 | 7.7318 | 8.8038 | 11.6175 | 0.57868 | 14.1419 | 1955.4857 | 0 | 0 | 0.73351 | 0.014623 | 0.63101 | 0.016491 | 0.39063 | 0.00091891 | 0 | 0 | 0 | 0 | 0.037624 | 0.001227 | 0.056049 | 0.00026035 | 0 | 0 | 3.5237 | 0.19727 | 0.022383 | 0.014379 | 0.01506 | 0.00024358 | 0.015558 | 0.0009667 | 0.015265 | 0.00026035 | 0.01506 | 0.00021053 | 0.014874 | 4.9817e-05 | 0.68249
530 | 50557.2776 | 0.78868 | 0.7841 | 1.5514 | 1.7912 | 11.1941 | 3.4465 | 2.9188 | 1.3133 | 0.28133 | 0.033967 | 9.3718 | 2.8061 | 0.384 | 0.3126 | 0.16264 | 0.33022 | 0.070286 | 0.13033 | 0.51264 | 0.19183 | 2.2668 | 2.4946 | 0.082086 | 1.9607 | 0.53136 | 0.013339 | 0.63061 | 0.55211 | 0.11372 | 0.067252 | 12.7121 | 7.2861 | 11.8528 | 0.58395 | 15.518 | 2325.0966 | 0 | 0 | 0.74015 | 0.016997 | 0.68004 | 0.019491 | 0.40629 | 0.00091891 | 0 | 0 | 0 | 0 | 0.037663 | 0.0014603 | 0.058719 | 0.00031169 | 0 | 0 | 3.9827 | 0.23563 | 0.024093 | 0.016705 | 0.015268 | 0.00029154 | 0.015598 | 0.0011486 | 0.015265 | 0.00031169 | 0.015268 | 0.00025206 | 0.014874 | 5.9637e-05 | 0.66301
531 | 51593.7672 | 0.78416 | 0.91815 | 1.0107 | 1.6606 | 14.0301 | 4.3793 | 1.5482 | 1.4059 | 0.23785 | 0.027003 | 8.3921 | 2.5733 | 0.20442 | 0.40252 | 0.13316 | 0.40101 | 0.080035 | 0.1557 | 0.38531 | 0.20521 | 2.3192 | 2.4565 | 0.096999 | 1.8259 | 0.42575 | 0.01141 | 0.59535 | 0.47579 | 0.12104 | 0.066302 | 9.1635 | 8.6369 | 8.2664 | 0.57766 | 16.6836 | 2458.1477 | 0 | 0 | 0.96732 | 0.017898 | 0.63962 | 0.019491 | 0.49778 | 0.00091891 | 0 | 0 | 0 | 0 | 0.037663 | 0.0015349 | 0.059421 | 0.0003276 | 0 | 0 | 4.1545 | 0.25044 | 0.024508 | 0.017588 | 0.015268 | 0.00030995 | 0.015597 | 0.0012073 | 0.015265 | 0.0003276 | 0.015268 | 0.0002649 | 0.014874 | 6.2697e-05 | 1.0563
532 | 47310.6179 | 0.94151 | 0.97245 | 0.9701 | 1.3316 | 8.9474 | 4.2806 | 2.0325 | 1.8779 | 0.3979 | 0.050567 | 9.4674 | 1.402 | 0.14872 | 0.35832 | 0.14786 | 0.35584 | 0.085579 | 0.12679 | 0.46546 | 0.19811 | 1.7177 | 2.1119 | 0.094363 | 1.717 | 0.46396 | 0.014357 | 0.67355 | 0.40171 | 0.11299 | 0.068859 | 14.0791 | 9.9137 | 14.1156 | 0.47808 | 16.7235 | 2281.4647 | 0 | 0 | 0.97954 | 0.016863 | 0.70508 | 0.016491 | 0.55301 | 0.00091891 | 0 | 0 | 0 | 0 | 0.037664 | 0.0014253 | 0.058082 | 0.00030291 | 0 | 0 | 3.9575 | 0.23347 | 0.024031 | 0.016575 | 0.015268 | 0.00028879 | 0.015598 | 0.0011224 | 0.015265 | 0.00030291 | 0.01506 | 0.00024494 | 0.014874 | 5.7971e-05 | 0.926
533 | 46558.6162 | 0.81036 | 0.77955 | 1.0079 | 1.6338 | 7.638 | 4.1214 | 2.4534 | 1.2346 | 1.1644 | 0.066063 | 9.8443 | 0.68076 | 0.42808 | 0.2795 | 0.16036 | 0.33245 | 0.081996 | 0.11667 | 0.41034 | 0.2419 | 2.2365 | 2.4256 | 0.088352 | 1.9776 | 0.49293 | 0.012811 | 0.57453 | 0.49019 | 0.14075 | 0.072768 | 11.6401 | 7.4228 | 14.4118 | 0.51884 | 15.5008 | 2131.3346 | 0 | 0 | 0.8478 | 0.015835 | 0.69011 | 0.016491 | 0.46043 | 0.00091891 | 0 | 0 | 0 | 0 | 0.037622 | 0.0013471 | 0.057344 | 0.00028674 | 0 | 0 | 3.7597 | 0.21676 | 0.023553 | 0.015567 | 0.015268 | 0.00026796 | 0.015557 | 0.0010603 | 0.015265 | 0.00028674 | 0.01506 | 0.00023188 | 0.014874 | 5.4862e-05 | 0.54211
534 | 43100.7485 | 0.89006 | 0.84523 | 1.3447 | 1.6259 | 10.7952 | 2.58 | 3.254 | 0.55705 | 0.63191 | 0.040895 | 7.9873 | 1.555 | 0.39924 | 0.34281 | 0.15055 | 0.33884 | 0.096181 | 0.1361 | 0.39622 | 0.20997 | 2.0874 | 2.5981 | 0.091825 | 1.7965 | 0.3689 | 0.01297 | 0.51496 | 0.52534 | 0.1228 | 0.063922 | 8.6964 | 6.5421 | 12.3547 | 0.56696 | 14.5513 | 2021.9637 | 0 | 0 | 0.76274 | 0.015101 | 0.64683 | 0.016491 | 0.40569 | 0.00091891 | 0 | 0 | 0 | 0 | 0.037623 | 0.0012678 | 0.05648 | 0.00026911 | 0 | 0 | 3.6133 | 0.20461 | 0.022608 | 0.014847 | 0.015268 | 0.00025317 | 0.015558 | 0.00099871 | 0.015265 | 0.00026911 | 0.01506 | 0.00021762 | 0.014874 | 5.1495e-05 | 0.6786
535 | 48410.8602 | 0.75942 | 0.88095 | 1.5172 | 1.5017 | 10.8596 | 2.8595 | 3.1423 | 0.93374 | 0.57039 | 0.034452 | 9.9441 | 3.7458 | 0.4219 | 0.37005 | 0.13488 | 0.36649 | 0.07851 | 0.118 | 0.51404 | 0.20917 | 2.5815 | 2.2039 | 0.10349 | 2.1675 | 0.42077 | 0.012217 | 0.55694 | 0.50936 | 0.11817 | 0.081149 | 8.6791 | 9.1735 | 10.6157 | 0.48923 | 15.275 | 2258.5663 | 0 | 0 | 0.77947 | 0.016804 | 0.64998 | 0.016491 | 0.38678 | 0.00091891 | 0 | 0 | 0 | 0 | 0.037664 | 0.0014285 | 0.058145 | 0.00030403 | 0 | 0 | 3.9248 | 0.23069 | 0.024003 | 0.016516 | 0.015268 | 0.0002876 | 0.015598 | 0.0011245 | 0.015265 | 0.00030403 | 0.01506 | 0.00024585 | 0.014874 | 5.8175e-05 | 0.86548
536 | 45913.3798 | 0.79404 | 0.80993 | 1.5045 | 1.4608 | 12.3846 | 4.4811 | 2.784 | 0.63358 | 0.45286 | 0.028855 | 8.109 | 2.5759 | 0.13992 | 0.33972 | 0.16617 | 0.3453 | 0.082446 | 0.1305 | 0.44255 | 0.22355 | 1.7379 | 2.0678 | 0.099409 | 2.1416 | 0.45931 | 0.013035 | 0.55948 | 0.51011 | 0.13633 | 0.072049 | 9.871 | 8.7162 | 9.5601 | 0.55307 | 15.1615 | 2121.538 | 0 | 0 | 0.73284 | 0.015778 | 0.62137 | 0.016491 | 0.52199 | 0.00091891 | 0 | 0 | 0 | 0 | 0.037623 | 0.0013394 | 0.05725 | 0.00028487 | 0 | 0 | 3.7465 | 0.21566 | 0.023526 | 0.015511 | 0.015268 | 0.0002668 | 0.015557 | 0.0010545 | 0.015265 | 0.00028487 | 0.01506 | 0.00023036 | 0.014874 | 5.451e-05 | 0.68042
537 | 40427.4918 | 0.79865 | 0.84572 | 1.4224 | 1.3041 | 13.4366 | 3.0888 | 1.6399 | 1.2948 | 0.42725 | 0.043914 | 9.5845 | 1.2205 | 0.2305 | 0.3279 | 0.15083 | 0.36432 | 0.07421 | 0.11708 | 0.44335 | 0.20287 | 2.1603 | 2.2295 | 0.096955 | 1.8275 | 0.42596 | 0.013854 | 0.57643 | 0.48245 | 0.12696 | 0.072518 | 5.2061 | 8.6895 | 13.2058 | 0.50755 | 14.2681 | 1908.2015 | 0 | 0 | 0.72716 | 0.014321 | 0.64505 | 0.016491 | 0.4511 | 0.00091891 | 0 | 0 | 0 | 0 | 0.037624 | 0.0011937 | 0.05566 | 0.00025275 | 0 | 0 | 3.4587 | 0.19199 | 0.022241 | 0.014083 | 0.01506 | 0.00023752 | 0.015559 | 0.00094099 | 0.015265 | 0.00025275 | 0.01506 | 0.00020438 | 0.014874 | 4.8367e-05 | 0.60931
538 | 53066.6636 | 0.97594 | 0.79231 | 1.0174 | 1.4535 | 12.7693 | 1.9731 | 2.4115 | 1.5146 | 0.17865 | 0.042325 | 9.1407 | 1.099 | 0.42982 | 0.30579 | 0.12306 | 0.34306 | 0.067089 | 0.11915 | 0.48983 | 0.19234 | 2.4464 | 2.3772 | 0.096198 | 1.9035 | 0.37416 | 0.011917 | 0.63524 | 0.52372 | 0.11434 | 0.074724 | 10.1971 | 9.343 | 12.1222 | 0.53088 | 16.4816 | 2432.6084 | 0 | 0 | 0.89996 | 0.017744 | 0.70049 | 0.019491 | 0.44725 | 0.00091891 | 0 | 0 | 0 | 0 | 0.037663 | 0.0015328 | 0.059425 | 0.00032731 | 0 | 0 | 4.1209 | 0.24753 | 0.024437 | 0.017438 | 0.015268 | 0.00030677 | 0.015597 | 0.0012055 | 0.015265 | 0.00032731 | 0.015268 | 0.00026469 | 0.014874 | 6.2623e-05 | 0.6892
539 | 45974.0437 | 0.83807 | 0.75305 | 1.3389 | 1.8411 | 15.4034 | 5.2996 | 1.8547 | 0.84958 | 1.1195 | 0.020284 | 8.0813 | 1.0214 | 0.3567 | 0.39938 | 0.14477 | 0.3209 | 0.070174 | 0.14632 | 0.35157 | 0.18206 | 2.0069 | 2.3233 | 0.084089 | 1.6299 | 0.37673 | 0.010947 | 0.57162 | 0.45024 | 0.12633 | 0.077647 | 8.5366 | 9.1294 | 15.3136 | 0.64993 | 15.0503 | 2089.3321 | 0 | 0 | 0.73949 | 0.015559 | 0.69727 | 0.016491 | 0.44006 | 0.00091891 | 0 | 0 | 0 | 0 | 0.037623 | 0.0013229 | 0.057105 | 0.0002817 | 0 | 0 | 3.7034 | 0.21207 | 0.023424 | 0.015297 | 0.015268 | 0.00026242 | 0.015557 | 0.0010412 | 0.015265 | 0.0002817 | 0.01506 | 0.00022781 | 0.014873 | 5.3896e-05 | 0.73421
540 | 38244.5531 | 0.86788 | 0.92384 | 0.97305 | 1.16 | 14.4067 | 3.406 | 3.3414 | 0.84193 | 0.37428 | 0.039884 | 6.9348 | 2.8982 | 0.24303 | 0.33096 | 0.14961 | 0.39884 | 0.075058 | 0.12396 | 0.3571 | 0.19177 | 2.5116 | 2.2859 | 0.089104 | 1.7935 | 0.42764 | 0.011048 | 0.57439 | 0.43557 | 0.13482 | 0.0776 | 11.5764 | 8.4092 | 11.3644 | 0.48886 | 14.1574 | 1853.904 | 0 | 0 | 0.86776 | 0.01395 | 0.61794 | 0.016491 | 0.41026 | 0.00091891 | 0 | 0 | 0 | 0 | 0.037416 | 0.0011477 | 0.055124 | 0.00024249 | 0 | 0 | 3.3842 | 0.18599 | 0.022066 | 0.01372 | 0.01506 | 0.00023012 | 0.015559 | 0.00090518 | 0.015057 | 0.00024249 | 0.01506 | 0.00019608 | 0.014874 | 4.6404e-05 | 0.64849
541 | 46461.9868 | 0.79195 | 0.8922 | 1.4258 | 1.1394 | 11.7075 | 2.3758 | 2.3924 | 0.83962 | 0.4887 | 0.0322 | 8.4155 | 3.3453 | 0.38567 | 0.31124 | 0.15389 | 0.30931 | 0.078881 | 0.13098 | 0.46633 | 0.19679 | 2.3385 | 1.8449 | 0.085443 | 1.9485 | 0.4042 | 0.013309 | 0.51696 | 0.53789 | 0.12659 | 0.082457 | 7.4097 | 7.7905 | 13.0218 | 0.52025 | 15.1542 | 2180.2811 | 0 | 0 | 0.79106 | 0.01628 | 0.67503 | 0.016491 | 0.38618 | 0.00091891 | 0 | 0 | 0 | 0 | 0.037622 | 0.0013777 | 0.057609 | 0.00029261 | 0 | 0 | 3.8219 | 0.22198 | 0.02376 | 0.016003 | 0.015268 | 0.00027692 | 0.015557 | 0.0010851 | 0.015265 | 0.00029261 | 0.01506 | 0.00023662 | 0.014874 | 5.5994e-05 | 0.70965
542 | 42932.8572 | 0.96587 | 0.9491 | 1.1322 | 1.5377 | 10.9244 | 3.8115 | 1.0245 | 1.4446 | 1.1961 | 0.04361 | 7.7321 | 2.2741 | 0.23035 | 0.36552 | 0.11386 | 0.28578 | 0.076441 | 0.13301 | 0.48092 | 0.17865 | 1.9323 | 2.4247 | 0.082172 | 1.9064 | 0.39894 | 0.013491 | 0.51377 | 0.48689 | 0.12833 | 0.06539 | 12.4305 | 9.741 | 12.1034 | 0.50556 | 15.1132 | 2070.9535 | 0 | 0 | 0.86932 | 0.015455 | 0.65005 | 0.016491 | 0.43919 | 0.00091891 | 0 | 0 | 0 | 0 | 0.037623 | 0.0012914 | 0.056699 | 0.00027383 | 0 | 0 | 3.6789 | 0.21003 | 0.023376 | 0.015195 | 0.015268 | 0.0002603 | 0.015558 | 0.0010175 | 0.015265 | 0.00027383 | 0.01506 | 0.00022143 | 0.014874 | 5.2407e-05 | 0.83159
543 | 56088.8299 | 0.99642 | 0.72241 | 0.99626 | 1.6075 | 10.5444 | 3.9626 | 3.8422 | 1.1922 | 1.0186 | 0.063032 | 6.9874 | 3.4549 | 0.37683 | 0.35449 | 0.14997 | 0.37036 | 0.084742 | 0.13689 | 0.40452 | 0.2081 | 2.3831 | 2.2292 | 0.087123 | 1.98 | 0.41151 | 0.013143 | 0.47329 | 0.41611 | 0.12347 | 0.073278 | 10.4915 | 8.7006 | 8.06 | 0.63756 | 16.2346 | 2489.6349 | 0 | 0 | 0.88452 | 0.018251 | 0.64064 | 0.019491 | 0.41318 | 0.00091891 | 0 | 0 | 0 | 0 | 0.037662 | 0.0015932 | 0.060045 | 0.0003411 | 0 | 0 | 4.1904 | 0.25357 | 0.02467 | 0.017934 | 0.015268 | 0.00031715 | 0.015597 | 0.0012521 | 0.015265 | 0.0003411 | 0.015268 | 0.00027585 | 0.014873 | 6.5254e-05 | 0.75724
544 | 47074.9907 | 0.97409 | 0.95219 | 1.3552 | 1.6892 | 14.5726 | 2.3671 | 2.6967 | 0.41739 | 0.93022 | 0.042441 | 8.8488 | 0.55488 | 0.38921 | 0.38597 | 0.15199 | 0.33097 | 0.091621 | 0.12172 | 0.45413 | 0.22744 | 2.4822 | 2.3626 | 0.089519 | 1.9406 | 0.44381 | 0.011597 | 0.5501 | 0.40645 | 0.11774 | 0.081453 | 10.5641 | 9.7614 | 12.1678 | 0.47373 | 16.1261 | 2258.0589 | 0 | 0 | 0.84075 | 0.016708 | 0.67064 | 0.016491 | 0.5406 | 0.00091891 | 0 | 0 | 0 | 0 | 0.037622 | 0.0014114 | 0.057958 | 0.00030021 | 0 | 0 | 3.9268 | 0.23086 | 0.023959 | 0.016423 | 0.015268 | 0.00028568 | 0.015557 | 0.0011112 | 0.015265 | 0.00030021 | 0.01506 | 0.00024276 | 0.014874 | 5.7451e-05 | 0.96671
545 | 50279.7848 | 0.77556 | 0.98624 | 1.3971 | 1.4787 | 6.4036 | 3.7475 | 2.7669 | 1.4729 | 1.0797 | 0.041059 | 7.0327 | 1.1924 | 0.37461 | 0.35283 | 0.1396 | 0.39172 | 0.076409 | 0.13167 | 0.42367 | 0.21875 | 2.194 | 2.3994 | 0.083548 | 1.919 | 0.51724 | 0.013079 | 0.56164 | 0.52844 | 0.10716 | 0.071279 | 9.4307 | 8.4796 | 10.9601 | 0.49459 | 16.468 | 2445.9753 | 0 | 0 | 0.87005 | 0.017816 | 0.67954 | 0.019491 | 0.4721 | 0.00091891 | 0 | 0 | 0 | 0 | 0.037663 | 0.0015163 | 0.059203 | 0.00032294 | 0 | 0 | 4.1392 | 0.24911 | 0.024471 | 0.017508 | 0.015268 | 0.00030825 | 0.015598 | 0.0011934 | 0.015265 | 0.00032294 | 0.015268 | 0.00026114 | 0.014874 | 6.1806e-05 | 0.98633
546 | 51128.464 | 0.99603 | 0.81297 | 1.2785 | 1.3399 | 11.1146 | 2.3423 | 3.2769 | 1.5829 | 0.80602 | 0.066091 | 6.5632 | 2.0704 | 0.14705 | 0.27106 | 0.15276 | 0.28933 | 0.072211 | 0.12377 | 0.53133 | 0.19392 | 2.268 | 2.3569 | 0.10972 | 1.5745 | 0.4992 | 0.011928 | 0.56382 | 0.51306 | 0.11831 | 0.065228 | 13.0614 | 9.8774 | 9.3669 | 0.53759 | 16.278 | 2367.7751 | 0 | 0 | 0.8182 | 0.017288 | 0.64877 | 0.019491 | 0.54721 | 0.00091891 | 0 | 0 | 0 | 0 | 0.037663 | 0.001482 | 0.058902 | 0.00031578 | 0 | 0 | 4.0381 | 0.24038 | 0.024227 | 0.016991 | 0.015268 | 0.00029744 | 0.015598 | 0.0011662 | 0.015265 | 0.00031578 | 0.015268 | 0.00025537 | 0.014874 | 6.0412e-05 | 0.60693
547 | 41582.9731 | 0.80621 | 0.7765 | 1.0953 | 1.5361 | 13.7535 | 4.8842 | 2.3441 | 0.45592 | 0.27584 | 0.078739 | 7.9158 | 1.3681 | 0.16091 | 0.36343 | 0.1283 | 0.35665 | 0.074533 | 0.13478 | 0.39413 | 0.20221 | 2.3303 | 2.5137 | 0.078546 | 1.9791 | 0.42067 | 0.011546 | 0.57683 | 0.49998 | 0.11825 | 0.06134 | 13.2557 | 7.5848 | 11.6584 | 0.61143 | 14.6572 | 1938.1661 | 0 | 0 | 0.78018 | 0.014399 | 0.62781 | 0.016491 | 0.50674 | 0.00091891 | 0 | 0 | 0 | 0 | 0.037624 | 0.0012078 | 0.055843 | 0.0002562 | 0 | 0 | 3.503 | 0.19558 | 0.022278 | 0.01416 | 0.01506 | 0.00023909 | 0.015558 | 0.00095159 | 0.015265 | 0.0002562 | 0.01506 | 0.00020718 | 0.014874 | 4.902e-05 | 0.62668
548 | 51517.9139 | 0.77816 | 0.89158 | 1.1066 | 1.3199 | 8.3862 | 2.6466 | 2.8654 | 1.1945 | 1.0144 | 0.049345 | 6.6747 | 3.0248 | 0.21234 | 0.28245 | 0.14844 | 0.34402 | 0.092468 | 0.12853 | 0.52717 | 0.17597 | 2.1928 | 2.1413 | 0.10688 | 2.0448 | 0.44571 | 0.015157 | 0.47154 | 0.43376 | 0.12896 | 0.071058 | 11.1755 | 8.4419 | 15.2993 | 0.51065 | 16.8678 | 2437.4659 | 0 | 0 | 0.91553 | 0.017757 | 0.74858 | 0.019491 | 0.48207 | 0.00091891 | 0 | 0 | 0 | 0 | 0.037663 | 0.0015215 | 0.059276 | 0.00032427 | 0 | 0 | 4.128 | 0.24814 | 0.024443 | 0.01745 | 0.015268 | 0.00030702 | 0.015598 | 0.0011972 | 0.015265 | 0.00032427 | 0.015268 | 0.00026222 | 0.014874 | 6.2049e-05 | 0.71349
549 | 47298.9767 | 0.92844 | 0.93487 | 1.4232 | 1.1342 | 9.985 | 1.4638 | 2.5832 | 0.82143 | 0.508 | 0.055713 | 6.3967 | 3.1922 | 0.18047 | 0.36867 | 0.13248 | 0.3825 | 0.075704 | 0.11322 | 0.41116 | 0.19565 | 2.5542 | 2.3389 | 0.093814 | 1.8765 | 0.34659 | 0.011724 | 0.60767 | 0.52701 | 0.10678 | 0.074655 | 9.7871 | 8.636 | 11.6953 | 0.45655 | 15.8416 | 2257.647 | 0 | 0 | 0.81765 | 0.016703 | 0.66361 | 0.016491 | 0.49084 | 0.00091891 | 0 | 0 | 0 | 0 | 0.037622 | 0.0014185 | 0.058025 | 0.0003016 | 0 | 0 | 3.9261 | 0.2308 | 0.023957 | 0.016417 | 0.015268 | 0.00028551 | 0.015556 | 0.0011169 | 0.015265 | 0.0003016 | 0.01506 | 0.00024388 | 0.014874 | 5.7726e-05 | 0.90707
550 | 41977.8384 | 0.80349 | 0.81611 | 1.1202 | 1.8487 | 9.8546 | 1.2099 | 2.2072 | 1.1104 | 0.9751 | 0.07926 | 8.2235 | 2.1266 | 0.30752 | 0.38471 | 0.14135 | 0.28849 | 0.070712 | 0.12237 | 0.41736 | 0.22119 | 2.024 | 2.5232 | 0.077598 | 1.8995 | 0.46895 | 0.014181 | 0.61348 | 0.48125 | 0.12757 | 0.081344 | 12.8885 | 9.5311 | 15.5676 | 0.53803 | 14.5702 | 1958.3488 | 0 | 0 | 0.79665 | 0.014665 | 0.68364 | 0.016491 | 0.40485 | 0.00091891 | 0 | 0 | 0 | 0 | 0.037624 | 0.0012275 | 0.056055 | 0.0002605 | 0 | 0 | 3.5271 | 0.19755 | 0.022403 | 0.01442 | 0.01506 | 0.00024444 | 0.015558 | 0.000967 | 0.015265 | 0.0002605 | 0.01506 | 0.00021066 | 0.014874 | 4.9844e-05 | 0.71083
551 | 56451.5697 | 0.77943 | 0.71667 | 1.3097 | 1.6761 | 6.2953 | 2.0114 | 1.3254 | 1.0776 | 0.76684 | 0.078629 | 7.4961 | 1.3147 | 0.17466 | 0.38666 | 0.17192 | 0.3242 | 0.082013 | 0.15145 | 0.47305 | 0.20092 | 2.311 | 2.4185 | 0.10191 | 1.8135 | 0.39102 | 0.014644 | 0.54197 | 0.53511 | 0.14026 | 0.071759 | 9.0521 | 6.3909 | 15.406 | 0.67718 | 17.1515 | 2522.1459 | 0 | 0 | 0.79039 | 0.018322 | 0.76054 | 0.019491 | 0.55235 | 0.00091891 | 0 | 0 | 0 | 0 | 0.037662 | 0.0015991 | 0.060102 | 0.0003424 | 0 | 0 | 4.2355 | 0.25751 | 0.024703 | 0.018004 | 0.015268 | 0.00031863 | 0.015597 | 0.0012567 | 0.015265 | 0.0003424 | 0.015268 | 0.0002769 | 0.014873 | 6.5496e-05 | 0.82346
552 | 47189.7554 | 0.75508 | 0.85905 | 1.1674 | 1.5238 | 7.9336 | 3.7113 | 2.2666 | 1.3071 | 0.3058 | 0.059798 | 9.3017 | 1.3939 | 0.38096 | 0.32648 | 0.15041 | 0.33129 | 0.082132 | 0.11791 | 0.42756 | 0.19439 | 2.6727 | 2.2308 | 0.077742 | 1.8203 | 0.44115 | 0.014484 | 0.49225 | 0.50911 | 0.13153 | 0.060071 | 6.7515 | 8.3222 | 9.1946 | 0.49349 | 15.3259 | 2206.8468 | 0 | 0 | 0.8458 | 0.016349 | 0.62377 | 0.016491 | 0.42439 | 0.00091891 | 0 | 0 | 0 | 0 | 0.037622 | 0.001385 | 0.057703 | 0.0002945 | 0 | 0 | 3.8598 | 0.22518 | 0.023792 | 0.016071 | 0.015268 | 0.00027836 | 0.015557 | 0.0010905 | 0.015265 | 0.0002945 | 0.01506 | 0.00023816 | 0.014874 | 5.6347e-05 | 0.72155
553 | 47911.7697 | 0.98446 | 0.91446 | 1.5382 | 1.4592 | 14.9214 | 2.0008 | 2.8005 | 1.5536 | 0.34252 | 0.070564 | 6.7446 | 2.1408 | 0.12184 | 0.37657 | 0.1699 | 0.2975 | 0.089966 | 0.13115 | 0.5058 | 0.19214 | 2.1028 | 1.8692 | 0.086652 | 1.8735 | 0.44357 | 0.012453 | 0.48489 | 0.49827 | 0.11784 | 0.082202 | 10.7843 | 9.9461 | 9.3916 | 0.51705 | 16.0564 | 2271.462 | 0 | 0 | 0.78737 | 0.016798 | 0.63274 | 0.016491 | 0.58298 | 0.00091891 | 0 | 0 | 0 | 0 | 0.037664 | 0.0014267 | 0.058121 | 0.00030359 | 0 | 0 | 3.9441 | 0.23233 | 0.024001 | 0.01651 | 0.015268 | 0.00028747 | 0.015598 | 0.0011231 | 0.015265 | 0.00030359 | 0.01506 | 0.00024549 | 0.014874 | 5.81e-05 | 0.91297
554 | 50447.6399 | 0.87439 | 0.98062 | 1.4345 | 1.2517 | 11.2607 | 3.4026 | 0.71931 | 0.90784 | 0.46397 | 0.077088 | 6.1021 | 2.6173 | 0.40628 | 0.40267 | 0.1664 | 0.39928 | 0.087594 | 0.13267 | 0.4677 | 0.20674 | 1.8458 | 2.1419 | 0.092328 | 1.9168 | 0.39692 | 0.012529 | 0.4822 | 0.51716 | 0.1411 | 0.062799 | 11.5893 | 7.1204 | 14.6899 | 0.47067 | 16.3824 | 2430.5735 | 0 | 0 | 0.85917 | 0.017842 | 0.74059 | 0.019491 | 0.41012 | 0.00091891 | 0 | 0 | 0 | 0 | 0.037663 | 0.0015192 | 0.059223 | 0.00032336 | 0 | 0 | 4.1161 | 0.24711 | 0.024483 | 0.017534 | 0.015268 | 0.00030876 | 0.015598 | 0.0011959 | 0.015265 | 0.00032336 | 0.015268 | 0.00026148 | 0.014874 | 6.1884e-05 | 1.1213
555 | 43522.5469 | 0.8014 | 0.87716 | 1.0149 | 1.1626 | 14.1356 | 4.1515 | 0.64253 | 1.736 | 0.4718 | 0.034199 | 9.3364 | 3.8279 | 0.27995 | 0.39866 | 0.12511 | 0.29549 | 0.073946 | 0.15331 | 0.48425 | 0.18203 | 1.8571 | 2.0567 | 0.10612 | 1.7333 | 0.38575 | 0.010986 | 0.44955 | 0.40778 | 0.12134 | 0.081273 | 9.7443 | 8.2357 | 13.5297 | 0.60818 | 15.0305 | 2058.5759 | 0 | 0 | 0.87591 | 0.01535 | 0.66618 | 0.016491 | 0.40811 | 0.00091891 | 0 | 0 | 0 | 0 | 0.037623 | 0.0012948 | 0.056758 | 0.00027486 | 0 | 0 | 3.6625 | 0.20867 | 0.023326 | 0.015091 | 0.015268 | 0.00025814 | 0.015558 | 0.00102 | 0.015265 | 0.00027486 | 0.01506 | 0.00022225 | 0.014874 | 5.2609e-05 | 0.83436
556 | 42906.7448 | 0.85204 | 0.84276 | 1.1159 | 1.4767 | 9.7328 | 3.0357 | 2.313 | 0.68186 | 0.77048 | 0.037329 | 9.8252 | 2.8549 | 0.18673 | 0.37049 | 0.11968 | 0.40067 | 0.075433 | 0.14141 | 0.4165 | 0.21695 | 1.805 | 1.8927 | 0.087976 | 1.5587 | 0.40712 | 0.014917 | 0.58701 | 0.49563 | 0.12442 | 0.068584 | 10.6912 | 8.0679 | 8.1748 | 0.58136 | 14.6397 | 2013.512 | 0 | 0 | 0.81912 | 0.015042 | 0.59015 | 0.016491 | 0.45721 | 0.00091891 | 0 | 0 | 0 | 0 | 0.037623 | 0.0012639 | 0.056436 | 0.00026823 | 0 | 0 | 3.6019 | 0.20367 | 0.02258 | 0.01479 | 0.015268 | 0.00025198 | 0.015558 | 0.00099569 | 0.015265 | 0.00026823 | 0.01506 | 0.0002169 | 0.014874 | 5.1329e-05 | 0.72763
557 | 36273.9485 | 0.82813 | 0.89488 | 1.2535 | 1.3216 | 10.9352 | 4.8099 | 0.89423 | 1.6833 | 0.081169 | 0.044424 | 7.1481 | 3.5419 | 0.41302 | 0.3625 | 0.14986 | 0.32574 | 0.063317 | 0.13733 | 0.49726 | 0.20571 | 1.8749 | 2.2467 | 0.07307 | 1.9948 | 0.51336 | 0.01119 | 0.63611 | 0.43493 | 0.12455 | 0.08107 | 6.7783 | 6.4557 | 12.1905 | 0.55696 | 13.3288 | 1754.0107 | 0 | 0 | 0.75356 | 0.013257 | 0.61608 | 0.016491 | 0.35783 | 0.00091891 | 0 | 0 | 0 | 0 | 0.037416 | 0.0010839 | 0.054261 | 0.00022932 | 0 | 0 | 3.245 | 0.17491 | 0.021738 | 0.013041 | 0.01506 | 0.00021639 | 0.015559 | 0.00085459 | 0.015057 | 0.00022932 | 0.014888 | 0.00018543 | 0.014874 | 4.3889e-05 | 0.64786
558 | 52206.0229 | 0.9859 | 0.79509 | 1.448 | 1.5898 | 8.4885 | 2.3339 | 3.4742 | 0.71009 | 0.57428 | 0.032128 | 7.2663 | 3.0156 | 0.32431 | 0.3161 | 0.11587 | 0.26356 | 0.096665 | 0.11364 | 0.41215 | 0.16081 | 2.5246 | 2.2327 | 0.084286 | 2.017 | 0.50237 | 0.011487 | 0.54626 | 0.5227 | 0.13214 | 0.06931 | 7.4957 | 6.234 | 8.9345 | 0.49789 | 15.7772 | 2401.7234 | 0 | 0 | 0.77597 | 0.017514 | 0.64434 | 0.019491 | 0.42575 | 0.00091891 | 0 | 0 | 0 | 0 | 0.037663 | 0.0015108 | 0.059215 | 0.00032264 | 0 | 0 | 4.0818 | 0.24414 | 0.024331 | 0.017212 | 0.015268 | 0.00030207 | 0.015598 | 0.0011882 | 0.015265 | 0.00032264 | 0.015268 | 0.0002609 | 0.014874 | 6.1732e-05 | 0.70395
559 | 42178.6191 | 0.97532 | 0.72508 | 1.4994 | 1.725 | 12.3335 | 1.8939 | 1.1398 | 1.1716 | 0.2057 | 0.022352 | 9.8055 | 1.8412 | 0.17171 | 0.29654 | 0.13389 | 0.39039 | 0.073471 | 0.1239 | 0.44941 | 0.17462 | 2.215 | 2.3039 | 0.089077 | 1.918 | 0.4574 | 0.013311 | 0.52874 | 0.53278 | 0.10798 | 0.067031 | 12.6692 | 8.5785 | 15.2583 | 0.62212 | 14.386 | 1928.5569 | 0 | 0 | 0.67085 | 0.014375 | 0.67008 | 0.016491 | 0.47161 | 0.00091891 | 0 | 0 | 0 | 0 | 0.037624 | 0.0012106 | 0.055895 | 0.00025712 | 0 | 0 | 3.4885 | 0.19441 | 0.022267 | 0.014137 | 0.01506 | 0.00023864 | 0.015558 | 0.0009535 | 0.015265 | 0.00025712 | 0.01506 | 0.00020793 | 0.014873 | 4.9191e-05 | 0.47846
560 | 53851.3284 | 0.83651 | 0.96524 | 0.98649 | 1.1929 | 10.2424 | 3.3201 | 3.2707 | 1.6042 | 0.83541 | 0.079353 | 8.4942 | 2.5945 | 0.43136 | 0.38452 | 0.13604 | 0.30399 | 0.078054 | 0.10595 | 0.43139 | 0.19748 | 2.2091 | 2.2738 | 0.10014 | 1.8897 | 0.50838 | 0.015522 | 0.60163 | 0.3794 | 0.10827 | 0.06996 | 7.895 | 9.2272 | 9.0651 | 0.42459 | 17.0338 | 2590.0965 | 0 | 0 | 1.0243 | 0.018783 | 0.66334 | 0.019491 | 0.42682 | 0.00091891 | 0 | 0 | 0 | 0 | 0.037662 | 0.0016153 | 0.060164 | 0.00034457 | 0 | 0 | 4.3222 | 0.26514 | 0.024913 | 0.018455 | 0.015268 | 0.00032805 | 0.015597 | 0.0012707 | 0.015265 | 0.00034457 | 0.015268 | 0.00027863 | 0.014874 | 6.5944e-05 | 1.1207
561 | 49918.8892 | 0.95413 | 0.74889 | 1.3029 | 1.5585 | 8.9911 | 2.4061 | 2.4981 | 0.92126 | 0.70987 | 0.045902 | 9.7625 | 2.4024 | 0.21104 | 0.33795 | 0.14805 | 0.33661 | 0.078025 | 0.11389 | 0.46137 | 0.17022 | 2.4804 | 2.1094 | 0.072406 | 1.5216 | 0.44451 | 0.010503 | 0.58632 | 0.49558 | 0.11071 | 0.061121 | 9.8751 | 6.7536 | 12.4584 | 0.5412 | 15.6448 | 2250.7994 | 0 | 0 | 0.77047 | 0.016654 | 0.67309 | 0.016491 | 0.46616 | 0.00091891 | 0 | 0 | 0 | 0 | 0.037664 | 0.0014314 | 0.058222 | 0.00030532 | 0 | 0 | 3.9167 | 0.23 | 0.023934 | 0.01637 | 0.015268 | 0.00028456 | 0.015598 | 0.0011261 | 0.015265 | 0.00030532 | 0.01506 | 0.00024691 | 0.014873 | 5.8412e-05 | 0.67012
562 | 34973.2474 | 0.93551 | 0.88456 | 1.1493 | 1.6767 | 10.3768 | 1.8149 | 2.5235 | 1.7303 | 0.71503 | 0.07356 | 9.2841 | 1.5452 | 0.18871 | 0.34585 | 0.16429 | 0.38437 | 0.083935 | 0.14333 | 0.52563 | 0.16573 | 2.185 | 2.5405 | 0.084237 | 1.5202 | 0.48915 | 0.010549 | 0.57828 | 0.40177 | 0.10266 | 0.076655 | 9.448 | 9.159 | 15.7538 | 0.6043 | 13.648 | 1699.2324 | 0 | 0 | 0.76385 | 0.01283 | 0.64675 | 0.016491 | 0.44644 | 0.00091891 | 0 | 0 | 0 | 0 | 0.037416 | 0.0010413 | 0.053786 | 0.0002205 | 0 | 0 | 3.169 | 0.16896 | 0.021535 | 0.012622 | 0.01506 | 0.00020798 | 0.015559 | 0.00082077 | 0.015057 | 0.0002205 | 0.014888 | 0.0001783 | 0.014874 | 4.2198e-05 | 0.58743
563 | 40574.4501 | 0.98332 | 0.74943 | 1.138 | 1.6557 | 11.6945 | 2.9214 | 1.2893 | 1.3706 | 0.80543 | 0.058728 | 6.5704 | 1.7367 | 0.11629 | 0.3041 | 0.13113 | 0.34451 | 0.081316 | 0.12541 | 0.45036 | 0.22725 | 2.2967 | 2.5592 | 0.088602 | 1.5354 | 0.42484 | 0.014054 | 0.65641 | 0.49401 | 0.11893 | 0.079654 | 11.8061 | 8.7632 | 9.7452 | 0.59665 | 14.293 | 1863.1758 | 0 | 0 | 0.74711 | 0.014009 | 0.59622 | 0.016491 | 0.53131 | 0.00091891 | 0 | 0 | 0 | 0 | 0.037624 | 0.0011722 | 0.055462 | 0.00024867 | 0 | 0 | 3.3965 | 0.18698 | 0.022094 | 0.013778 | 0.01506 | 0.00023133 | 0.015559 | 0.00092355 | 0.015265 | 0.00024867 | 0.01506 | 0.00020109 | 0.014873 | 4.7577e-05 | 0.49062
564 | 42198.3486 | 0.89555 | 0.85196 | 1.0179 | 1.8223 | 14.6346 | 2.9727 | 3.6893 | 1.5925 | 0.27772 | 0.046669 | 7.5097 | 2.7268 | 0.3548 | 0.34181 | 0.1394 | 0.33824 | 0.079271 | 0.14666 | 0.47566 | 0.19353 | 2.0848 | 1.9423 | 0.099298 | 1.8615 | 0.48237 | 0.015166 | 0.64323 | 0.41829 | 0.11926 | 0.060041 | 11.0064 | 7.0709 | 15.2676 | 0.6022 | 14.7245 | 1987.5732 | 0 | 0 | 0.8492 | 0.014865 | 0.68314 | 0.016491 | 0.38814 | 0.00091891 | 0 | 0 | 0 | 0 | 0.037623 | 0.0012434 | 0.056218 | 0.00026385 | 0 | 0 | 3.5669 | 0.2008 | 0.022498 | 0.014617 | 0.01506 | 0.00024847 | 0.015558 | 0.00097957 | 0.015265 | 0.00026385 | 0.01506 | 0.00021337 | 0.014874 | 5.0489e-05 | 0.66887
565 | 51222.2477 | 0.97603 | 0.95062 | 1.5595 | 1.4814 | 13.796 | 1.5531 | 3.4566 | 0.71698 | 0.56307 | 0.032058 | 8.2091 | 2.0521 | 0.19995 | 0.34619 | 0.11176 | 0.35959 | 0.06321 | 0.14723 | 0.47188 | 0.20503 | 2.0457 | 2.2508 | 0.083383 | 1.94 | 0.39298 | 0.013042 | 0.62703 | 0.57235 | 0.11336 | 0.06937 | 7.0318 | 9.5417 | 12.9535 | 0.53879 | 16.7118 | 2463.0805 | 0 | 0 | 0.82171 | 0.017931 | 0.71625 | 0.019491 | 0.51261 | 0.00091891 | 0 | 0 | 0 | 0 | 0.037663 | 0.0015313 | 0.059362 | 0.00032636 | 0 | 0 | 4.161 | 0.25101 | 0.024523 | 0.01762 | 0.015268 | 0.00031059 | 0.015597 | 0.001205 | 0.015265 | 0.00032636 | 0.015268 | 0.00026391 | 0.014874 | 6.2455e-05 | 0.94151
566 | 48252.1063 | 0.75837 | 0.99239 | 1.0239 | 1.2248 | 10.2793 | 2.0264 | 0.65703 | 0.54342 | 0.46194 | 0.033081 | 8.5001 | 1.9821 | 0.40984 | 0.27037 | 0.1274 | 0.34025 | 0.079059 | 0.13558 | 0.54601 | 0.19963 | 2.273 | 1.8738 | 0.097546 | 1.6002 | 0.36001 | 0.01414 | 0.56285 | 0.46788 | 0.1147 | 0.077039 | 10.6716 | 6.2996 | 8.4763 | 0.49248 | 16.0845 | 2359.2712 | 0 | 0 | 0.97674 | 0.017232 | 0.6341 | 0.019491 | 0.42374 | 0.00091891 | 0 | 0 | 0 | 0 | 0.037663 | 0.0014595 | 0.058627 | 0.00031026 | 0 | 0 | 4.0276 | 0.23947 | 0.024201 | 0.016936 | 0.015268 | 0.00029629 | 0.015598 | 0.0011493 | 0.015265 | 0.00031026 | 0.015268 | 0.00025089 | 0.014874 | 5.938e-05 | 0.73101
567 | 45000.9608 | 0.90897 | 0.82628 | 1.4691 | 1.5487 | 13.4082 | 2.3237 | 1.8264 | 0.5628 | 1.1724 | 0.057157 | 8.531 | 1.0871 | 0.31362 | 0.3949 | 0.16565 | 0.34325 | 0.075779 | 0.12117 | 0.42667 | 0.19658 | 2.1516 | 2.3085 | 0.079897 | 1.5831 | 0.50494 | 0.010903 | 0.60488 | 0.50602 | 0.12801 | 0.058273 | 7.7294 | 6.0754 | 9.9907 | 0.51768 | 14.7534 | 2084.003 | 0 | 0 | 0.74131 | 0.015581 | 0.6237 | 0.016491 | 0.44338 | 0.00091891 | 0 | 0 | 0 | 0 | 0.037623 | 0.0013162 | 0.056998 | 0.00027968 | 0 | 0 | 3.695 | 0.21137 | 0.023435 | 0.015319 | 0.015268 | 0.00026284 | 0.015557 | 0.0010365 | 0.015265 | 0.00027968 | 0.01506 | 0.00022616 | 0.014874 | 5.3513e-05 | 0.79391
568 | 46582.7793 | 0.95525 | 0.76732 | 0.96831 | 1.2669 | 12.4299 | 2.9123 | 2.7722 | 1.9287 | 0.2367 | 0.069049 | 8.3786 | 0.80081 | 0.22713 | 0.27937 | 0.13967 | 0.26265 | 0.079776 | 0.15057 | 0.42998 | 0.22523 | 1.9838 | 2.1807 | 0.089192 | 1.5474 | 0.35888 | 0.011844 | 0.52901 | 0.47696 | 0.1009 | 0.067228 | 9.9076 | 6.3101 | 8.0903 | 0.67759 | 15.2932 | 2123.2217 | 0 | 0 | 0.8548 | 0.015789 | 0.59734 | 0.016491 | 0.50367 | 0.00091891 | 0 | 0 | 0 | 0 | 0.037622 | 0.001345 | 0.057314 | 0.00028609 | 0 | 0 | 3.7486 | 0.21583 | 0.023532 | 0.015522 | 0.015268 | 0.00026701 | 0.015557 | 0.0010589 | 0.015265 | 0.00028609 | 0.01506 | 0.00023135 | 0.014873 | 5.4735e-05 | 0.53204
569 | 52874.1412 | 0.98163 | 0.8649 | 1.4291 | 1.2992 | 6.4884 | 3.7797 | 0.61594 | 0.83455 | 1.0546 | 0.037261 | 7.1193 | 2.5916 | 0.27654 | 0.32506 | 0.12648 | 0.29106 | 0.080986 | 0.10736 | 0.44071 | 0.20305 | 2.4417 | 2.1854 | 0.074508 | 1.6232 | 0.46007 | 0.013374 | 0.48085 | 0.44071 | 0.11198 | 0.070144 | 11.5174 | 6.2535 | 14.608 | 0.46465 | 16.6285 | 2477.2356 | 0 | 0 | 0.8197 | 0.018023 | 0.74245 | 0.019491 | 0.45598 | 0.00091891 | 0 | 0 | 0 | 0 | 0.037663 | 0.0015525 | 0.059592 | 0.00033127 | 0 | 0 | 4.1788 | 0.25256 | 0.024566 | 0.017711 | 0.015268 | 0.00031247 | 0.015597 | 0.0012213 | 0.015265 | 0.00033127 | 0.015268 | 0.00026788 | 0.014874 | 6.3388e-05 | 0.81193
570 | 52893.0769 | 0.84807 | 0.74975 | 1.0113 | 1.7019 | 14.2611 | 2.3158 | 1.1478 | 1.3554 | 1.0852 | 0.072074 | 7.417 | 1.4553 | 0.26688 | 0.31767 | 0.12017 | 0.36323 | 0.089633 | 0.1096 | 0.42331 | 0.20437 | 2.5723 | 2.4881 | 0.093978 | 1.7371 | 0.50864 | 0.014108 | 0.56023 | 0.59766 | 0.11507 | 0.066698 | 9.7506 | 9.1004 | 14.1566 | 0.52901 | 16.5169 | 2399.1778 | 0 | 0 | 0.87467 | 0.017495 | 0.72675 | 0.019491 | 0.47055 | 0.00091891 | 0 | 0 | 0 | 0 | 0.037663 | 0.0015153 | 0.05928 | 0.00032395 | 0 | 0 | 4.0784 | 0.24385 | 0.024323 | 0.017193 | 0.015268 | 0.00030169 | 0.015598 | 0.0011914 | 0.015265 | 0.00032395 | 0.015268 | 0.00026197 | 0.014873 | 6.1979e-05 | 0.66846
571 | 53714.1611 | 0.94304 | 0.99888 | 1.3166 | 1.1655 | 12.6095 | 3.304 | 3.0727 | 1.3514 | 1.0753 | 0.027648 | 6.0488 | 2.5328 | 0.11028 | 0.37951 | 0.16394 | 0.34594 | 0.070578 | 0.13197 | 0.3477 | 0.20786 | 1.9258 | 1.9029 | 0.075015 | 1.4152 | 0.43083 | 0.014444 | 0.46378 | 0.50921 | 0.13724 | 0.067361 | 10.2772 | 9.6356 | 11.2446 | 0.46376 | 17.934 | 2607.3293 | 0 | 0 | 0.92343 | 0.018899 | 0.70467 | 0.019491 | 0.65866 | 0.00091891 | 0 | 0 | 0 | 0 | 0.037662 | 0.0016204 | 0.060197 | 0.00034543 | 0 | 0 | 4.3441 | 0.26707 | 0.024966 | 0.018569 | 0.015268 | 0.00033044 | 0.015597 | 0.001275 | 0.015265 | 0.00034543 | 0.015268 | 0.00027933 | 0.014874 | 6.6108e-05 | 1.1515
572 | 46618.9039 | 0.95957 | 0.97579 | 1.0127 | 1.6007 | 11.8589 | 3.1775 | 2.5498 | 1.9536 | 0.42445 | 0.062473 | 9.1265 | 3.2641 | 0.25675 | 0.32298 | 0.14403 | 0.32998 | 0.08298 | 0.15555 | 0.52148 | 0.21243 | 2.4348 | 2.0769 | 0.096775 | 1.929 | 0.45513 | 0.011179 | 0.48302 | 0.5386 | 0.1401 | 0.076363 | 12.6947 | 6.3667 | 9.7225 | 0.54716 | 15.8406 | 2254.7325 | 0 | 0 | 0.95768 | 0.016669 | 0.63479 | 0.016491 | 0.43638 | 0.00091891 | 0 | 0 | 0 | 0 | 0.037622 | 0.001404 | 0.057869 | 0.00029837 | 0 | 0 | 3.923 | 0.23053 | 0.023941 | 0.016384 | 0.015268 | 0.00028488 | 0.015557 | 0.0011057 | 0.015265 | 0.00029837 | 0.01506 | 0.00024127 | 0.014874 | 5.7098e-05 | 0.82594
573 | 42418.9653 | 0.93624 | 0.7603 | 1.0587 | 1.573 | 13.6176 | 2.2697 | 1.8931 | 1.8589 | 0.14342 | 0.042303 | 9.2989 | 0.77707 | 0.13621 | 0.2713 | 0.12709 | 0.41182 | 0.077623 | 0.1263 | 0.42309 | 0.1986 | 1.8714 | 2.4023 | 0.10085 | 1.9996 | 0.33784 | 0.013568 | 0.5922 | 0.60081 | 0.11517 | 0.080138 | 7.5707 | 6.8783 | 13.5692 | 0.59303 | 15.1638 | 1957.1921 | 0 | 0 | 0.78864 | 0.014579 | 0.65322 | 0.016491 | 0.58814 | 0.00091891 | 0 | 0 | 0 | 0 | 0.037624 | 0.0012277 | 0.05607 | 0.00026067 | 0 | 0 | 3.5274 | 0.19758 | 0.022363 | 0.014336 | 0.01506 | 0.0002427 | 0.015558 | 0.00096702 | 0.015265 | 0.00026067 | 0.01506 | 0.0002108 | 0.014873 | 4.9876e-05 | 0.46549
574 | 49566.1419 | 0.7773 | 0.81765 | 1.5458 | 1.434 | 5.7813 | 2.4145 | 1.3831 | 0.43115 | 1.0807 | 0.027606 | 8.2743 | 0.89616 | 0.21929 | 0.39644 | 0.14374 | 0.35849 | 0.066945 | 0.11965 | 0.44088 | 0.20489 | 2.5098 | 2.2244 | 0.084385 | 1.8344 | 0.43166 | 0.014327 | 0.52565 | 0.55589 | 0.11961 | 0.055361 | 7.0606 | 7.9888 | 10.0709 | 0.52335 | 15.8013 | 2281.5581 | 0 | 0 | 0.75131 | 0.016863 | 0.64276 | 0.016491 | 0.52312 | 0.00091891 | 0 | 0 | 0 | 0 | 0.037664 | 0.0014396 | 0.058269 | 0.00030653 | 0 | 0 | 3.9572 | 0.23345 | 0.024031 | 0.016574 | 0.015268 | 0.00028878 | 0.015598 | 0.0011331 | 0.015265 | 0.00030653 | 0.01506 | 0.00024789 | 0.014874 | 5.8642e-05 | 0.86654
575 | 43798.6835 | 0.87537 | 0.90802 | 1.3685 | 1.4447 | 11.276 | 2.0802 | 2.2501 | 0.74066 | 0.96253 | 0.070617 | 9.9888 | 3.3596 | 0.26564 | 0.33729 | 0.14815 | 0.37988 | 0.084793 | 0.12114 | 0.46264 | 0.17833 | 1.8069 | 2.2806 | 0.10045 | 1.8808 | 0.42181 | 0.011195 | 0.54097 | 0.48269 | 0.13313 | 0.06436 | 13.072 | 7.9663 | 13.9684 | 0.47849 | 15.0026 | 2087.6981 | 0 | 0 | 0.79238 | 0.015552 | 0.67523 | 0.016491 | 0.41924 | 0.00091891 | 0 | 0 | 0 | 0 | 0.037623 | 0.0013028 | 0.056824 | 0.0002763 | 0 | 0 | 3.7017 | 0.21193 | 0.023421 | 0.015289 | 0.015268 | 0.00026224 | 0.015558 | 0.0010265 | 0.015265 | 0.0002763 | 0.01506 | 0.00022343 | 0.014874 | 5.2869e-05 | 0.74076
576 | 47383.4167 | 0.89511 | 0.75589 | 0.96946 | 1.6366 | 12.0975 | 4.1699 | 3.8823 | 0.45984 | 0.080611 | 0.060657 | 6.1755 | 0.90442 | 0.1366 | 0.28895 | 0.15173 | 0.30339 | 0.080164 | 0.13069 | 0.51318 | 0.20346 | 2.1492 | 2.2634 | 0.091223 | 1.7451 | 0.46961 | 0.011799 | 0.60258 | 0.44153 | 0.1271 | 0.06573 | 9.9842 | 7.5729 | 11.9166 | 0.59018 | 16.0491 | 2160.5871 | 0 | 0 | 0.85367 | 0.015972 | 0.65509 | 0.016491 | 0.60472 | 0.00091891 | 0 | 0 | 0 | 0 | 0.037622 | 0.0013627 | 0.057513 | 0.00029023 | 0 | 0 | 3.8 | 0.22014 | 0.023617 | 0.015701 | 0.015268 | 0.00027073 | 0.015557 | 0.0010724 | 0.015265 | 0.00029023 | 0.01506 | 0.00023471 | 0.014873 | 5.5526e-05 | 0.54987
577 | 44079.909 | 0.76243 | 0.72135 | 1.262 | 1.5702 | 7.892 | 2.4571 | 2.5809 | 0.67081 | 0.41593 | 0.056991 | 8.29 | 0.78076 | 0.39638 | 0.29714 | 0.15663 | 0.29365 | 0.07225 | 0.11649 | 0.49457 | 0.22889 | 2.2873 | 2.0686 | 0.1047 | 1.9462 | 0.42049 | 0.011035 | 0.64229 | 0.48741 | 0.12435 | 0.06797 | 11.9582 | 8.0575 | 14.2368 | 0.56202 | 14.5785 | 1992.6383 | 0 | 0 | 0.72771 | 0.014897 | 0.66712 | 0.016491 | 0.43736 | 0.00091891 | 0 | 0 | 0 | 0 | 0.037623 | 0.0012632 | 0.056469 | 0.00026859 | 0 | 0 | 3.5733 | 0.20133 | 0.022512 | 0.014648 | 0.015268 | 0.00024907 | 0.015558 | 0.00099458 | 0.015265 | 0.00026859 | 0.01506 | 0.0002172 | 0.014873 | 5.1386e-05 | 0.49807
578 | 45628.1793 | 0.88342 | 0.72385 | 1.4238 | 1.3448 | 12.3548 | 2.6532 | 3.9906 | 1.9793 | 0.68231 | 0.049895 | 9.034 | 0.75628 | 0.16748 | 0.311 | 0.12005 | 0.38291 | 0.071011 | 0.15549 | 0.55534 | 0.17698 | 2.4316 | 2.4205 | 0.089221 | 2.0703 | 0.36264 | 0.011957 | 0.59682 | 0.47502 | 0.12471 | 0.081919 | 12.1499 | 8.1045 | 14.0256 | 0.71567 | 15.1828 | 2058.1426 | 0 | 0 | 0.70583 | 0.015345 | 0.67237 | 0.016491 | 0.54353 | 0.00091891 | 0 | 0 | 0 | 0 | 0.037623 | 0.0013071 | 0.056932 | 0.00027805 | 0 | 0 | 3.6616 | 0.2086 | 0.023324 | 0.015086 | 0.015268 | 0.00025805 | 0.015557 | 0.0010291 | 0.015265 | 0.00027805 | 0.01506 | 0.00022485 | 0.014873 | 5.3196e-05 | 0.54178
579 | 43107.5454 | 0.89178 | 0.95776 | 1.3535 | 1.1784 | 8.7272 | 1.8253 | 2.2419 | 0.81192 | 1.1145 | 0.077582 | 7.7072 | 3.6687 | 0.22305 | 0.3141 | 0.14933 | 0.31209 | 0.0952 | 0.14691 | 0.42292 | 0.21014 | 2.3662 | 2.0147 | 0.087056 | 1.8976 | 0.45255 | 0.013521 | 0.50301 | 0.48591 | 0.14032 | 0.066881 | 11.268 | 7.5781 | 9.8126 | 0.53513 | 14.9626 | 2097.2783 | 0 | 0 | 0.81369 | 0.015539 | 0.62121 | 0.016491 | 0.44137 | 0.00091891 | 0 | 0 | 0 | 0 | 0.037623 | 0.0013008 | 0.056789 | 0.00027569 | 0 | 0 | 3.7166 | 0.21317 | 0.023415 | 0.015277 | 0.015268 | 0.00026197 | 0.015558 | 0.0010251 | 0.015265 | 0.00027569 | 0.01506 | 0.00022293 | 0.014874 | 5.2764e-05 | 0.72576
580 | 45714.8927 | 0.76968 | 0.80598 | 1.4727 | 1.5855 | 10.9148 | 3.6353 | 3.0441 | 1.8791 | 0.25001 | 0.078105 | 7.8168 | 2.9416 | 0.26069 | 0.36995 | 0.13686 | 0.27998 | 0.075887 | 0.13205 | 0.48255 | 0.19414 | 2.0484 | 2.3598 | 0.069018 | 1.8777 | 0.38863 | 0.012459 | 0.618 | 0.45527 | 0.13871 | 0.073009 | 9.1253 | 7.5312 | 8.0286 | 0.55309 | 14.6052 | 2106.0028 | 0 | 0 | 0.73583 | 0.015706 | 0.59588 | 0.016491 | 0.41951 | 0.00091891 | 0 | 0 | 0 | 0 | 0.037623 | 0.0013322 | 0.057179 | 0.00028338 | 0 | 0 | 3.7249 | 0.21386 | 0.023493 | 0.015441 | 0.015268 | 0.00026536 | 0.015557 | 0.0010488 | 0.015265 | 0.00028338 | 0.01506 | 0.00022915 | 0.014874 | 5.4223e-05 | 0.73333
581 | 53178.6117 | 0.90819 | 0.73359 | 1.304 | 1.7159 | 9.3608 | 2.5486 | 0.95407 | 1.0303 | 0.74348 | 0.051931 | 9.8428 | 2.7541 | 0.31964 | 0.31286 | 0.12265 | 0.31642 | 0.08979 | 0.1275 | 0.48861 | 0.18774 | 2.4256 | 2.4079 | 0.088105 | 1.6598 | 0.38167 | 0.014587 | 0.59729 | 0.48621 | 0.10415 | 0.067281 | 11.8634 | 6.6501 | 10.1797 | 0.60981 | 15.856 | 2400.0073 | 0 | 0 | 0.78197 | 0.017501 | 0.66283 | 0.019491 | 0.42472 | 0.00091891 | 0 | 0 | 0 | 0 | 0.037663 | 0.0015162 | 0.059291 | 0.00032414 | 0 | 0 | 4.0794 | 0.24394 | 0.024325 | 0.017199 | 0.015268 | 0.00030182 | 0.015598 | 0.0011921 | 0.015265 | 0.00032414 | 0.015268 | 0.00026213 | 0.014873 | 6.2011e-05 | 0.64507
582 | 47487.3347 | 0.87651 | 0.84801 | 1.0775 | 1.7128 | 10.6532 | 2.9848 | 2.8122 | 1.1689 | 1.0268 | 0.028667 | 9.3873 | 0.70038 | 0.30798 | 0.3186 | 0.13627 | 0.39373 | 0.074934 | 0.1023 | 0.489 | 0.22972 | 2.2111 | 2.1876 | 0.085269 | 1.9967 | 0.44142 | 0.012868 | 0.60582 | 0.48566 | 0.12203 | 0.067463 | 10.7602 | 9.7651 | 9.7411 | 0.44822 | 15.7536 | 2212.1564 | 0 | 0 | 0.87018 | 0.016393 | 0.63223 | 0.016491 | 0.50416 | 0.00091891 | 0 | 0 | 0 | 0 | 0.037622 | 0.0013957 | 0.057836 | 0.00029732 | 0 | 0 | 3.8663 | 0.22573 | 0.023813 | 0.016114 | 0.015268 | 0.00027928 | 0.015557 | 0.0010984 | 0.015265 | 0.00029732 | 0.01506 | 0.00024042 | 0.014874 | 5.6898e-05 | 0.69781
583 | 37179.8085 | 0.97236 | 0.91428 | 1.2845 | 1.6312 | 6.593 | 2.6647 | 3.5465 | 0.43716 | 0.37614 | 0.071662 | 9.3887 | 2.5026 | 0.35353 | 0.34049 | 0.14125 | 0.35766 | 0.083775 | 0.15997 | 0.39723 | 0.20844 | 2.2517 | 2.2368 | 0.096149 | 1.9956 | 0.4809 | 0.010718 | 0.51922 | 0.46453 | 0.11176 | 0.076567 | 14.1642 | 8.4483 | 15.1028 | 0.62714 | 13.8045 | 1815.233 | 0 | 0 | 0.76233 | 0.013594 | 0.65385 | 0.016491 | 0.38066 | 0.00091891 | 0 | 0 | 0 | 0 | 0.037416 | 0.0011143 | 0.054777 | 0.00023584 | 0 | 0 | 3.333 | 0.1819 | 0.021898 | 0.013371 | 0.01506 | 0.00022309 | 0.015559 | 0.00087843 | 0.015057 | 0.00023584 | 0.01506 | 0.00019071 | 0.014874 | 4.5136e-05 | 0.64042
584 | 43559.0008 | 0.80441 | 0.71815 | 1.1485 | 1.5756 | 8.6945 | 2.5849 | 1.1203 | 0.95456 | 0.68569 | 0.072838 | 7.0556 | 3.6085 | 0.3438 | 0.36464 | 0.14343 | 0.33106 | 0.067382 | 0.13298 | 0.43246 | 0.21613 | 2.0137 | 2.1313 | 0.085615 | 2.0688 | 0.45706 | 0.011902 | 0.55221 | 0.53957 | 0.1075 | 0.062951 | 11.1463 | 8.8699 | 12.6615 | 0.65486 | 14.252 | 1969.5911 | 0 | 0 | 0.74963 | 0.01474 | 0.64545 | 0.016491 | 0.38291 | 0.00091891 | 0 | 0 | 0 | 0 | 0.037623 | 0.0012473 | 0.056296 | 0.00026509 | 0 | 0 | 3.5421 | 0.19877 | 0.022439 | 0.014494 | 0.01506 | 0.00024592 | 0.015558 | 0.00098224 | 0.015265 | 0.00026509 | 0.01506 | 0.00021438 | 0.014873 | 5.0715e-05 | 0.60083
585 | 50686.5151 | 0.88888 | 0.84199 | 1.2429 | 1.4036 | 7.1698 | 3.0007 | 1.2058 | 0.79888 | 0.056805 | 0.048121 | 6.5489 | 1.776 | 0.41803 | 0.29176 | 0.14797 | 0.39694 | 0.071985 | 0.11271 | 0.34111 | 0.18166 | 2.1741 | 2.1138 | 0.086352 | 1.8682 | 0.45496 | 0.011595 | 0.52422 | 0.53383 | 0.11972 | 0.068385 | 10.018 | 7.6418 | 11.5944 | 0.48304 | 15.9496 | 2368.4063 | 0 | 0 | 0.84018 | 0.017291 | 0.68092 | 0.019491 | 0.41907 | 0.00091891 | 0 | 0 | 0 | 0 | 0.037663 | 0.0014818 | 0.058901 | 0.00031583 | 0 | 0 | 4.039 | 0.24045 | 0.024229 | 0.016993 | 0.015268 | 0.00029751 | 0.015598 | 0.001166 | 0.015265 | 0.00031583 | 0.015268 | 0.0002554 | 0.014874 | 6.0431e-05 | 0.67595
586 | 50049.1505 | 0.842 | 0.8153 | 1.4253 | 1.3154 | 6.9231 | 1.5629 | 0.62471 | 1.9492 | 0.21976 | 0.026739 | 6.4468 | 3.2499 | 0.30178 | 0.35355 | 0.14206 | 0.39944 | 0.076925 | 0.14654 | 0.48017 | 0.23953 | 2.3979 | 2.4269 | 0.082159 | 1.5136 | 0.50928 | 0.01324 | 0.48831 | 0.49659 | 0.11355 | 0.075671 | 10.0757 | 9.4422 | 13.7157 | 0.62688 | 15.7936 | 2323.884 | 0 | 0 | 0.77767 | 0.016989 | 0.71145 | 0.019491 | 0.42205 | 0.00091891 | 0 | 0 | 0 | 0 | 0.037663 | 0.0014565 | 0.058653 | 0.00031035 | 0 | 0 | 3.9812 | 0.2355 | 0.024089 | 0.016698 | 0.015268 | 0.00029135 | 0.015598 | 0.0011461 | 0.015265 | 0.00031035 | 0.015268 | 0.00025097 | 0.014874 | 5.9381e-05 | 0.77786
587 | 38767.7494 | 0.96754 | 0.99002 | 1.3915 | 1.2163 | 13.3928 | 2.5247 | 3.8717 | 0.94291 | 0.71734 | 0.077227 | 6.7164 | 1.8109 | 0.36589 | 0.29575 | 0.15709 | 0.38646 | 0.073426 | 0.13406 | 0.39004 | 0.15697 | 1.9773 | 1.8912 | 0.084765 | 1.7588 | 0.44256 | 0.010993 | 0.44889 | 0.44053 | 0.11358 | 0.060914 | 10.2568 | 9.2608 | 15.8405 | 0.50721 | 14.3525 | 1911.1259 | 0 | 0 | 0.78356 | 0.014343 | 0.68069 | 0.016491 | 0.39988 | 0.00091891 | 0 | 0 | 0 | 0 | 0.037624 | 0.0011819 | 0.055485 | 0.00024964 | 0 | 0 | 3.4631 | 0.19234 | 0.022252 | 0.014105 | 0.01506 | 0.00023796 | 0.015559 | 0.00093226 | 0.015265 | 0.00024964 | 0.01506 | 0.00020186 | 0.014874 | 4.778e-05 | 0.64056
588 | 39048.8497 | 0.84643 | 0.8338 | 1.1006 | 1.4955 | 12.528 | 2.555 | 0.92703 | 1.4221 | 0.82504 | 0.068183 | 6.5392 | 1.9088 | 0.22194 | 0.30517 | 0.15979 | 0.36897 | 0.065674 | 0.12751 | 0.40789 | 0.20354 | 2.1509 | 2.5666 | 0.10575 | 1.677 | 0.43948 | 0.014123 | 0.59074 | 0.49622 | 0.14271 | 0.071963 | 10.853 | 9.6862 | 15.8705 | 0.53752 | 14.308 | 1842.6876 | 0 | 0 | 0.78779 | 0.013871 | 0.66791 | 0.016491 | 0.45588 | 0.00091891 | 0 | 0 | 0 | 0 | 0.037416 | 0.001152 | 0.055217 | 0.0002441 | 0 | 0 | 3.3683 | 0.18472 | 0.022029 | 0.013643 | 0.01506 | 0.00022858 | 0.015559 | 0.00090786 | 0.015057 | 0.0002441 | 0.01506 | 0.00019739 | 0.014874 | 4.6713e-05 | 0.53848
589 | 40165.4381 | 0.89222 | 0.83592 | 1.06 | 1.3052 | 7.0225 | 2.2058 | 3.8686 | 0.45703 | 1.0039 | 0.054841 | 7.4609 | 3.6263 | 0.29374 | 0.39095 | 0.15027 | 0.32335 | 0.084696 | 0.11607 | 0.42849 | 0.24039 | 2.2485 | 1.7565 | 0.098443 | 2.0644 | 0.4987 | 0.012631 | 0.67131 | 0.53381 | 0.10973 | 0.072803 | 11.7745 | 7.1816 | 13.8887 | 0.51908 | 14.1966 | 1891.4572 | 0 | 0 | 0.81015 | 0.014205 | 0.65067 | 0.016491 | 0.39107 | 0.00091891 | 0 | 0 | 0 | 0 | 0.037624 | 0.0011833 | 0.055547 | 0.0002505 | 0 | 0 | 3.4357 | 0.19013 | 0.022187 | 0.01397 | 0.01506 | 0.00023522 | 0.015559 | 0.00093283 | 0.015265 | 0.0002505 | 0.01506 | 0.00020257 | 0.014874 | 4.7935e-05 | 0.71157
590 | 44119.8609 | 0.88282 | 0.93615 | 1.2335 | 1.8573 | 9.0342 | 4.9274 | 3.3096 | 1.3337 | 0.95615 | 0.067583 | 9.8819 | 1.701 | 0.40497 | 0.3369 | 0.15671 | 0.35156 | 0.081524 | 0.1411 | 0.41968 | 0.16301 | 2.5409 | 2.2125 | 0.083133 | 1.7773 | 0.40497 | 0.010614 | 0.52641 | 0.48914 | 0.14125 | 0.061415 | 13.0951 | 7.0573 | 11.9378 | 0.52026 | 15.0812 | 2116.9297 | 0 | 0 | 0.84256 | 0.015761 | 0.65197 | 0.016491 | 0.40854 | 0.00091891 | 0 | 0 | 0 | 0 | 0.037623 | 0.0013236 | 0.057062 | 0.00028128 | 0 | 0 | 3.7404 | 0.21515 | 0.023519 | 0.015494 | 0.015268 | 0.0002665 | 0.015557 | 0.0010424 | 0.015265 | 0.00028128 | 0.01506 | 0.00022744 | 0.014874 | 5.3835e-05 | 0.7744
591 | 36873.1479 | 0.95163 | 0.78943 | 1.1779 | 1.4898 | 11.4649 | 2.7214 | 0.72932 | 1.1913 | 0.48066 | 0.023862 | 8.6087 | 0.7052 | 0.31355 | 0.31116 | 0.13406 | 0.36625 | 0.082953 | 0.13545 | 0.38252 | 0.2145 | 2.5198 | 1.9899 | 0.10115 | 1.5554 | 0.5258 | 0.013502 | 0.48535 | 0.44346 | 0.10687 | 0.067507 | 12.4915 | 6.3493 | 14.3886 | 0.63471 | 13.5989 | 1728.5588 | 0 | 0 | 0.72844 | 0.013079 | 0.63638 | 0.016491 | 0.44191 | 0.00091891 | 0 | 0 | 0 | 0 | 0.037416 | 0.0010782 | 0.054236 | 0.00022864 | 0 | 0 | 3.2088 | 0.17207 | 0.021653 | 0.012866 | 0.01506 | 0.00021286 | 0.015559 | 0.00084951 | 0.015057 | 0.00022864 | 0.014888 | 0.00018489 | 0.014874 | 4.3756e-05 | 0.48544
592 | 48826.6277 | 0.90355 | 0.96149 | 1.2279 | 1.1375 | 10.8909 | 2.5334 | 1.3951 | 1.1974 | 1.1844 | 0.050845 | 7.8635 | 2.5483 | 0.13452 | 0.30706 | 0.13688 | 0.36757 | 0.090397 | 0.12454 | 0.35268 | 0.2283 | 2.2291 | 1.8211 | 0.082672 | 1.864 | 0.37805 | 0.012911 | 0.50715 | 0.56242 | 0.13836 | 0.085282 | 10.3902 | 8.3613 | 15.0099 | 0.45836 | 16.9084 | 2374.5608 | 0 | 0 | 0.89374 | 0.01727 | 0.73503 | 0.019491 | 0.56631 | 0.00091891 | 0 | 0 | 0 | 0 | 0.037663 | 0.0014687 | 0.058728 | 0.0003124 | 0 | 0 | 4.0489 | 0.24131 | 0.024219 | 0.016973 | 0.015268 | 0.00029705 | 0.015598 | 0.0011563 | 0.015265 | 0.0003124 | 0.015268 | 0.00025261 | 0.014874 | 5.9789e-05 | 0.80752
593 | 42629.7791 | 0.80094 | 0.78392 | 1.1882 | 1.8578 | 8.9645 | 2.3646 | 3.1362 | 0.97809 | 0.22691 | 0.072889 | 8.4282 | 1.754 | 0.3434 | 0.38038 | 0.15558 | 0.36726 | 0.083524 | 0.14768 | 0.48182 | 0.21173 | 2.6846 | 2.4018 | 0.099821 | 2.0143 | 0.45339 | 0.014706 | 0.64481 | 0.4667 | 0.12057 | 0.07275 | 9.7194 | 7.9205 | 15.9183 | 0.65164 | 14.5367 | 1968.1029 | 0 | 0 | 0.76672 | 0.014731 | 0.68873 | 0.016491 | 0.40153 | 0.00091891 | 0 | 0 | 0 | 0 | 0.037624 | 0.001238 | 0.056182 | 0.00026296 | 0 | 0 | 3.5403 | 0.19862 | 0.022434 | 0.014485 | 0.01506 | 0.00024576 | 0.015558 | 0.00097506 | 0.015265 | 0.00026296 | 0.01506 | 0.00021265 | 0.014874 | 5.0313e-05 | 0.68009
594 | 40626.6987 | 0.77632 | 0.91947 | 1.0195 | 1.539 | 8.3246 | 1.5808 | 3.5116 | 0.58389 | 0.095853 | 0.042976 | 7.8874 | 2.2799 | 0.18577 | 0.29242 | 0.1366 | 0.34258 | 0.086506 | 0.1359 | 0.39129 | 0.20429 | 2.1354 | 2.4769 | 0.085944 | 1.7426 | 0.42809 | 0.012194 | 0.55914 | 0.44099 | 0.11571 | 0.070195 | 9.5713 | 9.7353 | 9.9399 | 0.538 | 14.6772 | 1961.7459 | 0 | 0 | 0.87077 | 0.01465 | 0.61145 | 0.016491 | 0.45535 | 0.00091891 | 0 | 0 | 0 | 0 | 0.037624 | 0.0012177 | 0.055912 | 0.00025788 | 0 | 0 | 3.5331 | 0.19803 | 0.022396 | 0.014405 | 0.01506 | 0.00024412 | 0.015558 | 0.00095978 | 0.015265 | 0.00025788 | 0.01506 | 0.00020853 | 0.014874 | 4.9355e-05 | 0.60523
595 | 39880.7588 | 0.7865 | 0.92032 | 1.511 | 1.379 | 12.8635 | 2.5456 | 1.0879 | 1.5903 | 0.45833 | 0.037402 | 8.1651 | 2.9365 | 0.25953 | 0.40287 | 0.12186 | 0.32615 | 0.079126 | 0.12487 | 0.46153 | 0.21065 | 2.2206 | 1.9488 | 0.082338 | 1.6685 | 0.44524 | 0.013023 | 0.61459 | 0.56278 | 0.096995 | 0.084177 | 9.0856 | 8.5067 | 8.66 | 0.51855 | 13.9627 | 1927.4807 | 0 | 0 | 0.73804 | 0.014427 | 0.58883 | 0.016491 | 0.408 | 0.00091891 | 0 | 0 | 0 | 0 | 0.037624 | 0.0011959 | 0.055664 | 0.000253 | 0 | 0 | 3.486 | 0.19421 | 0.022291 | 0.014188 | 0.01506 | 0.00023966 | 0.015559 | 0.00094293 | 0.015265 | 0.000253 | 0.01506 | 0.00020458 | 0.014874 | 4.8419e-05 | 0.81943
596 | 42207.7967 | 0.80637 | 0.86648 | 1.5439 | 1.1933 | 14.3773 | 2.3954 | 2.2135 | 1.3914 | 0.066151 | 0.058166 | 7.5667 | 3.2567 | 0.36829 | 0.29409 | 0.14835 | 0.37202 | 0.089436 | 0.16061 | 0.3431 | 0.19297 | 2.6648 | 1.9258 | 0.085242 | 1.8423 | 0.42951 | 0.013918 | 0.4567 | 0.52085 | 0.12096 | 0.060356 | 9.7707 | 9.0216 | 12.2668 | 0.64024 | 14.2708 | 1995.5804 | 0 | 0 | 0.7257 | 0.01492 | 0.64354 | 0.016491 | 0.38275 | 0.00091891 | 0 | 0 | 0 | 0 | 0.037623 | 0.0012497 | 0.056265 | 0.00026481 | 0 | 0 | 3.5777 | 0.20169 | 0.022523 | 0.014671 | 0.015268 | 0.00024951 | 0.015558 | 0.00098486 | 0.015265 | 0.00026481 | 0.01506 | 0.00021414 | 0.014874 | 5.0675e-05 | 0.5877
597 | 50783.9715 | 0.9007 | 0.98503 | 1.5545 | 1.3767 | 11.6525 | 2.4007 | 1.3763 | 1.5573 | 0.77206 | 0.058475 | 9.0939 | 0.59485 | 0.32007 | 0.38531 | 0.13453 | 0.38575 | 0.076224 | 0.14386 | 0.45297 | 0.20855 | 2.131 | 2.4387 | 0.08375 | 1.8744 | 0.43129 | 0.0125 | 0.53467 | 0.4718 | 0.13091 | 0.076418 | 9.6533 | 9.0867 | 13.8722 | 0.50961 | 16.7928 | 2452.7934 | 0 | 0 | 0.83581 | 0.017961 | 0.73074 | 0.019491 | 0.51927 | 0.00091891 | 0 | 0 | 0 | 0 | 0.037663 | 0.0015314 | 0.05935 | 0.0003262 | 0 | 0 | 4.1453 | 0.24965 | 0.024537 | 0.01765 | 0.015268 | 0.00031121 | 0.015597 | 0.0012052 | 0.015265 | 0.0003262 | 0.015268 | 0.00026377 | 0.014874 | 6.243e-05 | 1.0862
598 | 43123.4669 | 0.87238 | 0.98952 | 1.2144 | 1.6124 | 7.6146 | 2.612 | 1.3024 | 1.4352 | 0.8415 | 0.04898 | 6.3036 | 1.7969 | 0.36901 | 0.40207 | 0.14451 | 0.39562 | 0.095088 | 0.12109 | 0.42054 | 0.20511 | 2.7176 | 2.5326 | 0.092465 | 1.7986 | 0.46741 | 0.012426 | 0.62478 | 0.49969 | 0.11415 | 0.074432 | 9.3076 | 8.0368 | 13.7635 | 0.46546 | 15.2257 | 2104.7849 | 0 | 0 | 0.86583 | 0.015669 | 0.67462 | 0.016491 | 0.41739 | 0.00091891 | 0 | 0 | 0 | 0 | 0.037623 | 0.0013073 | 0.05686 | 0.00027723 | 0 | 0 | 3.7247 | 0.21384 | 0.023476 | 0.015404 | 0.015268 | 0.00026462 | 0.015557 | 0.0010301 | 0.015265 | 0.00027723 | 0.01506 | 0.00022418 | 0.014874 | 5.3058e-05 | 0.968
599 | 43927.0487 | 0.7679 | 0.71578 | 1.4082 | 1.6326 | 8.7487 | 2.0516 | 1.8891 | 1.1148 | 0.09294 | 0.024272 | 9.4818 | 3.6226 | 0.42445 | 0.40298 | 0.12031 | 0.37319 | 0.067699 | 0.13846 | 0.44929 | 0.18762 | 2.3602 | 2.5716 | 0.079645 | 1.9204 | 0.44392 | 0.012658 | 0.62275 | 0.50815 | 0.12743 | 0.06558 | 9.0678 | 7.9774 | 15.5023 | 0.65525 | 14.3301 | 1993.624 | 0 | 0 | 0.69369 | 0.014834 | 0.68566 | 0.016491 | 0.37539 | 0.00091891 | 0 | 0 | 0 | 0 | 0.037623 | 0.0012603 | 0.056449 | 0.00026818 | 0 | 0 | 3.5765 | 0.20159 | 0.022483 | 0.014586 | 0.01506 | 0.00024781 | 0.015558 | 0.00099216 | 0.015265 | 0.00026818 | 0.01506 | 0.00021686 | 0.014873 | 5.1313e-05 | 0.6674
600 | 44684.4977 | 0.97336 | 0.87497 | 1.3723 | 1.8377 | 13.127 | 4.4985 | 2.0167 | 1.3482 | 1.0118 | 0.075125 | 9.2386 | 2.6566 | 0.12083 | 0.3961 | 0.11246 | 0.32954 | 0.07498 | 0.14743 | 0.4919 | 0.16944 | 2.2471 | 2.2896 | 0.10377 | 1.5168 | 0.43865 | 0.015102 | 0.57035 | 0.40035 | 0.11882 | 0.074703 | 9.3871 | 9.7128 | 9.417 | 0.59195 | 15.291 | 2097.6913 | 0 | 0 | 0.78243 | 0.015687 | 0.61857 | 0.016491 | 0.54728 | 0.00091891 | 0 | 0 | 0 | 0 | 0.037623 | 0.0013207 | 0.057042 | 0.00028071 | 0 | 0 | 3.7131 | 0.21287 | 0.023484 | 0.015422 | 0.015268 | 0.000265 | 0.015557 | 0.00104 | 0.015265 | 0.00028071 | 0.01506 | 0.00022699 | 0.014874 | 5.3717e-05 | 0.84807
601 | 48556.0857 | 0.9483 | 0.98369 | 1.382 | 1.5189 | 15.4321 | 3.2628 | 1.5434 | 0.46285 | 0.9918 | 0.047457 | 7.5694 | 2.7699 | 0.3255 | 0.39847 | 0.14465 | 0.35396 | 0.080028 | 0.13445 | 0.37732 | 0.21069 | 2.3343 | 2.4213 | 0.10483 | 2.2626 | 0.47619 | 0.012059 | 0.50075 | 0.46253 | 0.11861 | 0.061603 | 7.4543 | 8.8468 | 8.9849 | 0.49792 | 15.8278 | 2362.2328 | 0 | 0 | 0.86006 | 0.017286 | 0.64287 | 0.019491 | 0.41982 | 0.00091891 | 0 | 0 | 0 | 0 | 0.037663 | 0.0014629 | 0.058668 | 0.00031115 | 0 | 0 | 4.0306 | 0.23973 | 0.024226 | 0.016989 | 0.015268 | 0.00029742 | 0.015598 | 0.0011517 | 0.015265 | 0.00031115 | 0.015268 | 0.0002516 | 0.014874 | 5.9544e-05 | 1.0721
602 | 46809.7523 | 0.99495 | 0.77513 | 1.0875 | 1.2596 | 10.8 | 3.2135 | 3.7272 | 0.78375 | 0.35854 | 0.039935 | 7.7429 | 2.1229 | 0.1279 | 0.29605 | 0.17246 | 0.32565 | 0.074138 | 0.14376 | 0.46737 | 0.22387 | 2.1058 | 2.0549 | 0.10173 | 1.8466 | 0.47183 | 0.014112 | 0.49265 | 0.50647 | 0.13512 | 0.06067 | 6.127 | 9.9531 | 8.42 | 0.62475 | 15.4972 | 2139.8311 | 0 | 0 | 0.82137 | 0.015892 | 0.60385 | 0.016491 | 0.55514 | 0.00091891 | 0 | 0 | 0 | 0 | 0.037622 | 0.0013543 | 0.057409 | 0.0002881 | 0 | 0 | 3.7709 | 0.2177 | 0.02358 | 0.015623 | 0.015268 | 0.00026908 | 0.015557 | 0.0010662 | 0.015265 | 0.0002881 | 0.01506 | 0.00023298 | 0.014874 | 5.5121e-05 | 0.57343
603 | 40255.6955 | 0.8561 | 0.8331 | 1.4627 | 1.1286 | 9.8769 | 2.1292 | 3.3384 | 1.7783 | 0.10584 | 0.021999 | 7.3689 | 3.3869 | 0.25736 | 0.35822 | 0.14838 | 0.31824 | 0.072625 | 0.13908 | 0.42656 | 0.20648 | 2.4851 | 2.2567 | 0.081839 | 1.8192 | 0.45294 | 0.012548 | 0.45124 | 0.53908 | 0.099191 | 0.066131 | 8.9882 | 8.4536 | 8.9556 | 0.617 | 13.9051 | 1922.6587 | 0 | 0 | 0.71259 | 0.014226 | 0.58981 | 0.016491 | 0.40921 | 0.00091891 | 0 | 0 | 0 | 0 | 0.037624 | 0.0011863 | 0.055576 | 0.00025107 | 0 | 0 | 3.4838 | 0.19402 | 0.022196 | 0.01399 | 0.01506 | 0.00023561 | 0.015559 | 0.00093524 | 0.015265 | 0.00025107 | 0.01506 | 0.00020303 | 0.014874 | 4.8044e-05 | 0.65083
604 | 42143.8393 | 0.84696 | 0.79175 | 1.2648 | 1.7186 | 6.5768 | 2.9339 | 2.6269 | 0.40065 | 1.0003 | 0.075345 | 9.9401 | 1.6351 | 0.26484 | 0.35921 | 0.1308 | 0.2819 | 0.079835 | 0.13459 | 0.45534 | 0.19603 | 2.3269 | 2.0328 | 0.10901 | 1.8632 | 0.37165 | 0.011678 | 0.61825 | 0.52912 | 0.11151 | 0.070366 | 9.9339 | 8.0712 | 12.0428 | 0.59962 | 14.3771 | 1956.7511 | 0 | 0 | 0.74839 | 0.014621 | 0.6359 | 0.016491 | 0.43426 | 0.00091891 | 0 | 0 | 0 | 0 | 0.037624 | 0.0012245 | 0.056021 | 0.00025976 | 0 | 0 | 3.5258 | 0.19744 | 0.022382 | 0.014377 | 0.01506 | 0.00024355 | 0.015558 | 0.00096471 | 0.015265 | 0.00025976 | 0.01506 | 0.00021007 | 0.014874 | 4.9697e-05 | 0.64234
605 | 55258.8128 | 0.75776 | 0.79284 | 1.1728 | 1.2088 | 11.2286 | 1.1576 | 2.3389 | 1.5621 | 1.1816 | 0.055517 | 8.7048 | 3.5523 | 0.2775 | 0.35004 | 0.1441 | 0.28074 | 0.066556 | 0.15363 | 0.35072 | 0.22217 | 2.4655 | 2.4041 | 0.07736 | 1.6113 | 0.37779 | 0.010426 | 0.53064 | 0.43513 | 0.11132 | 0.065624 | 11.3703 | 7.3283 | 11.7532 | 0.65103 | 16.7013 | 2528.2125 | 0 | 0 | 0.86361 | 0.018364 | 0.70403 | 0.019491 | 0.4473 | 0.00091891 | 0 | 0 | 0 | 0 | 0.037662 | 0.0015946 | 0.060018 | 0.0003407 | 0 | 0 | 4.2435 | 0.25821 | 0.024722 | 0.018045 | 0.015268 | 0.00031945 | 0.015597 | 0.0012539 | 0.015265 | 0.0003407 | 0.015268 | 0.00027552 | 0.014874 | 6.5183e-05 | 0.82215
606 | 43888.437 | 0.98771 | 0.72747 | 1.4044 | 1.6229 | 8.7369 | 3.0324 | 1.9278 | 0.63728 | 0.73557 | 0.070177 | 6.8014 | 0.54497 | 0.36565 | 0.36689 | 0.12232 | 0.29999 | 0.091788 | 0.13318 | 0.43963 | 0.22147 | 1.7349 | 1.8644 | 0.089602 | 1.8107 | 0.4324 | 0.014724 | 0.52607 | 0.53469 | 0.138 | 0.077831 | 9.3956 | 7.9757 | 12.468 | 0.61797 | 14.4144 | 1975.7094 | 0 | 0 | 0.6999 | 0.014872 | 0.64498 | 0.016491 | 0.45061 | 0.00091891 | 0 | 0 | 0 | 0 | 0.037623 | 0.0012586 | 0.056415 | 0.00026752 | 0 | 0 | 3.548 | 0.19925 | 0.022501 | 0.014624 | 0.015268 | 0.00024858 | 0.015558 | 0.00099107 | 0.015265 | 0.00026752 | 0.01506 | 0.00021634 | 0.014873 | 5.1181e-05 | 0.61829
607 | 52185.724 | 0.8964 | 0.89381 | 1.1345 | 1.4674 | 12.8457 | 2.6137 | 1.5087 | 1.1272 | 0.98616 | 0.027111 | 7.0441 | 0.56705 | 0.11576 | 0.29008 | 0.157 | 0.3351 | 0.077332 | 0.14218 | 0.47064 | 0.20581 | 2.0635 | 2.2714 | 0.10209 | 1.79 | 0.39411 | 0.012164 | 0.51201 | 0.54767 | 0.10401 | 0.062744 | 11.7812 | 6.5986 | 9.6513 | 0.565 | 17.6639 | 2467.6625 | 0 | 0 | 0.91229 | 0.017959 | 0.66108 | 0.019491 | 0.74735 | 0.00091891 | 0 | 0 | 0 | 0 | 0.037663 | 0.0015423 | 0.059489 | 0.00032905 | 0 | 0 | 4.1667 | 0.2515 | 0.024536 | 0.017648 | 0.015268 | 0.00031117 | 0.015597 | 0.0012133 | 0.015265 | 0.00032905 | 0.015268 | 0.00026608 | 0.014874 | 6.2967e-05 | 0.74463
608 | 49901.0228 | 0.84453 | 0.72691 | 1.1023 | 1.8215 | 12.3318 | 2.5617 | 2.3817 | 1.2773 | 0.27677 | 0.065517 | 8.9129 | 2.0668 | 0.3094 | 0.27664 | 0.11785 | 0.26156 | 0.079081 | 0.13009 | 0.42253 | 0.20547 | 2.3943 | 2.5965 | 0.10076 | 1.6673 | 0.48614 | 0.012897 | 0.67796 | 0.5823 | 0.13425 | 0.062573 | 12.1977 | 7.6329 | 15.4325 | 0.59427 | 15.7655 | 2239.0354 | 0 | 0 | 0.81111 | 0.016554 | 0.71735 | 0.016491 | 0.43639 | 0.00091891 | 0 | 0 | 0 | 0 | 0.037664 | 0.0014234 | 0.058156 | 0.00030384 | 0 | 0 | 3.9018 | 0.22873 | 0.023888 | 0.016272 | 0.015268 | 0.00028254 | 0.015598 | 0.0011196 | 0.015265 | 0.00030384 | 0.01506 | 0.00024572 | 0.014873 | 5.8126e-05 | 0.52955
609 | 40451.7984 | 0.99195 | 0.97929 | 1.4648 | 1.5044 | 13.4583 | 3.5275 | 0.70251 | 1.6528 | 0.61113 | 0.062881 | 9.7021 | 3.9394 | 0.18015 | 0.3381 | 0.15063 | 0.32503 | 0.079589 | 0.11568 | 0.44346 | 0.21673 | 2.5622 | 2.2644 | 0.090522 | 1.9631 | 0.50996 | 0.01179 | 0.63125 | 0.49653 | 0.10847 | 0.078695 | 8.3367 | 8.1277 | 10.8014 | 0.46229 | 14.6481 | 2002.1059 | 0 | 0 | 0.77652 | 0.014817 | 0.6238 | 0.016491 | 0.45804 | 0.00091891 | 0 | 0 | 0 | 0 | 0.037624 | 0.001227 | 0.055994 | 0.00025967 | 0 | 0 | 3.5909 | 0.20277 | 0.022475 | 0.01457 | 0.01506 | 0.00024748 | 0.015558 | 0.00096736 | 0.015265 | 0.00025967 | 0.01506 | 0.00020997 | 0.014874 | 4.9696e-05 | 0.75369
610 | 46051.8034 | 0.81911 | 0.78793 | 1.1212 | 1.176 | 9.4457 | 3.0438 | 2.5724 | 0.99799 | 0.39287 | 0.035919 | 7.9354 | 0.76376 | 0.24275 | 0.39898 | 0.14217 | 0.32856 | 0.098907 | 0.16208 | 0.52163 | 0.18403 | 2.4014 | 2.1928 | 0.087315 | 2.0806 | 0.41338 | 0.012782 | 0.55243 | 0.52726 | 0.11465 | 0.063052 | 10.3443 | 8.5418 | 10.7727 | 0.69802 | 15.4621 | 2126.1239 | 0 | 0 | 0.81283 | 0.015726 | 0.63655 | 0.016491 | 0.5285 | 0.00091891 | 0 | 0 | 0 | 0 | 0.037623 | 0.0013367 | 0.057217 | 0.00028412 | 0 | 0 | 3.7547 | 0.21635 | 0.023502 | 0.015461 | 0.015268 | 0.00026573 | 0.015557 | 0.0010525 | 0.015265 | 0.00028412 | 0.01506 | 0.00022976 | 0.014874 | 5.436e-05 | 0.77528
611 | 43357.1044 | 0.99321 | 0.97405 | 1.3674 | 1.3712 | 8.3597 | 2.4733 | 1.5219 | 0.84659 | 0.53042 | 0.046761 | 7.3445 | 0.84821 | 0.41779 | 0.2947 | 0.15473 | 0.26018 | 0.07311 | 0.11873 | 0.44364 | 0.23257 | 2.3715 | 2.4515 | 0.093296 | 2.0339 | 0.4397 | 0.012309 | 0.56508 | 0.53599 | 0.14335 | 0.063701 | 6.9555 | 7.2957 | 9.706 | 0.44217 | 15.112 | 2114.4768 | 0 | 0 | 0.81972 | 0.01568 | 0.62163 | 0.016491 | 0.46126 | 0.00091891 | 0 | 0 | 0 | 0 | 0.037623 | 0.0013115 | 0.056902 | 0.00027807 | 0 | 0 | 3.739 | 0.21503 | 0.023481 | 0.015416 | 0.015268 | 0.00026483 | 0.015557 | 0.0010334 | 0.015265 | 0.00027807 | 0.01506 | 0.00022485 | 0.014874 | 5.3219e-05 | 0.69945
612 | 44354.4984 | 0.92413 | 0.91389 | 1.381 | 1.3366 | 5.3455 | 1.2127 | 2.2889 | 1.1882 | 1.1557 | 0.042829 | 6.982 | 1.6013 | 0.3237 | 0.38815 | 0.1389 | 0.38918 | 0.081099 | 0.14233 | 0.46593 | 0.19991 | 2.0033 | 2.6014 | 0.095591 | 1.9618 | 0.42944 | 0.011939 | 0.53329 | 0.50874 | 0.12641 | 0.061086 | 11.6967 | 7.38 | 14.1797 | 0.54993 | 15.1593 | 2116.1188 | 0 | 0 | 0.79629 | 0.015742 | 0.68538 | 0.016491 | 0.42315 | 0.00091891 | 0 | 0 | 0 | 0 | 0.037623 | 0.0013242 | 0.057054 | 0.00028106 | 0 | 0 | 3.7396 | 0.21508 | 0.02351 | 0.015476 | 0.015268 | 0.00026607 | 0.015557 | 0.0010432 | 0.015265 | 0.00028106 | 0.01506 | 0.00022727 | 0.014874 | 5.3789e-05 | 0.87044
613 | 51936.6197 | 0.87131 | 0.83205 | 0.99696 | 1.4484 | 11.0543 | 3.6932 | 2.4392 | 0.42516 | 1.1421 | 0.073382 | 7.3946 | 1.3848 | 0.33192 | 0.32872 | 0.15014 | 0.35869 | 0.081859 | 0.12146 | 0.49125 | 0.23747 | 1.9588 | 2.5215 | 0.083968 | 1.8836 | 0.42227 | 0.011574 | 0.50543 | 0.46374 | 0.10706 | 0.064494 | 10.419 | 7.8167 | 13.6021 | 0.52918 | 16.5998 | 2415.2977 | 0 | 0 | 0.92365 | 0.017607 | 0.7201 | 0.019491 | 0.45568 | 0.00091891 | 0 | 0 | 0 | 0 | 0.037663 | 0.0015138 | 0.059223 | 0.00032292 | 0 | 0 | 4.0994 | 0.24566 | 0.024374 | 0.017303 | 0.015268 | 0.00030395 | 0.015598 | 0.0011908 | 0.015265 | 0.00032292 | 0.015268 | 0.00026114 | 0.014874 | 6.1787e-05 | 0.76921
614 | 49747.3189 | 0.81889 | 0.77259 | 1.3798 | 1.2652 | 10.0422 | 3.2653 | 1.3698 | 0.48866 | 0.33463 | 0.056123 | 6.2091 | 2.7172 | 0.21879 | 0.29792 | 0.16595 | 0.40494 | 0.072882 | 0.12381 | 0.4737 | 0.18321 | 2.1126 | 2.5524 | 0.09254 | 1.5708 | 0.39777 | 0.012349 | 0.56488 | 0.45355 | 0.13536 | 0.083167 | 9.9745 | 7.1931 | 9.2543 | 0.54387 | 15.4942 | 2262.272 | 0 | 0 | 0.76424 | 0.016713 | 0.62899 | 0.016491 | 0.46709 | 0.00091891 | 0 | 0 | 0 | 0 | 0.037664 | 0.0014348 | 0.058238 | 0.00030574 | 0 | 0 | 3.9323 | 0.23132 | 0.023961 | 0.016427 | 0.015268 | 0.00028572 | 0.015598 | 0.001129 | 0.015265 | 0.00030574 | 0.01506 | 0.00024725 | 0.014874 | 5.8494e-05 | 0.61083
615 | 49371.6956 | 0.80922 | 0.94218 | 1.4515 | 1.1915 | 12.4167 | 4.3118 | 3.6134 | 1.1737 | 0.73379 | 0.066168 | 6.8981 | 1.1368 | 0.21542 | 0.36056 | 0.13007 | 0.35124 | 0.091238 | 0.108 | 0.51783 | 0.19504 | 2.4199 | 2.4511 | 0.087162 | 2.0974 | 0.3698 | 0.011716 | 0.43265 | 0.57066 | 0.092897 | 0.066526 | 13.6198 | 9.285 | 9.8815 | 0.45532 | 16.2815 | 2376.5615 | 0 | 0 | 0.82913 | 0.017348 | 0.65698 | 0.019491 | 0.52633 | 0.00091891 | 0 | 0 | 0 | 0 | 0.037663 | 0.0014766 | 0.058811 | 0.00031416 | 0 | 0 | 4.0498 | 0.24138 | 0.024255 | 0.017049 | 0.015268 | 0.00029865 | 0.015598 | 0.0011624 | 0.015265 | 0.00031416 | 0.015268 | 0.00025404 | 0.014874 | 6.0121e-05 | 0.93467
616 | 48755.3165 | 0.76909 | 0.73152 | 1.3751 | 1.2926 | 9.5548 | 1.9339 | 2.9545 | 1.2629 | 0.38709 | 0.020079 | 6.3759 | 2.3101 | 0.41871 | 0.30019 | 0.11807 | 0.30575 | 0.090059 | 0.14748 | 0.42984 | 0.22783 | 2.3164 | 2.5126 | 0.10389 | 1.9367 | 0.43085 | 0.013033 | 0.62069 | 0.46205 | 0.13617 | 0.071553 | 10.628 | 8.8674 | 12.0341 | 0.65968 | 15.0747 | 2194.59 | 0 | 0 | 0.73835 | 0.016254 | 0.66141 | 0.016491 | 0.39878 | 0.00091891 | 0 | 0 | 0 | 0 | 0.037622 | 0.0013952 | 0.057849 | 0.00029729 | 0 | 0 | 3.8434 | 0.22379 | 0.023748 | 0.015978 | 0.015268 | 0.00027641 | 0.015557 | 0.0010979 | 0.015265 | 0.00029729 | 0.01506 | 0.00024041 | 0.014873 | 5.6874e-05 | 0.56561
617 | 48709.6363 | 0.77365 | 0.84405 | 1.2677 | 1.3586 | 7.8779 | 2.022 | 0.93092 | 1.6468 | 0.69453 | 0.06003 | 6.1415 | 3.1596 | 0.32922 | 0.35781 | 0.12983 | 0.38799 | 0.089028 | 0.14314 | 0.40303 | 0.18096 | 2.2675 | 2.5298 | 0.10204 | 1.9175 | 0.39828 | 0.015252 | 0.56265 | 0.58773 | 0.11285 | 0.061231 | 6.4771 | 7.0809 | 10.3087 | 0.59263 | 15.4839 | 2262.1137 | 0 | 0 | 0.82096 | 0.016732 | 0.64408 | 0.016491 | 0.41537 | 0.00091891 | 0 | 0 | 0 | 0 | 0.037664 | 0.0014252 | 0.058115 | 0.00030328 | 0 | 0 | 3.9319 | 0.23129 | 0.02397 | 0.016446 | 0.015268 | 0.00028612 | 0.015598 | 0.0011219 | 0.015265 | 0.00030328 | 0.01506 | 0.00024525 | 0.014874 | 5.8026e-05 | 0.79893
618 | 40970.0882 | 0.98528 | 0.73669 | 1.5114 | 1.6807 | 11.3996 | 1.4818 | 2.874 | 0.44189 | 1.1879 | 0.030146 | 8.5515 | 2.6985 | 0.28302 | 0.39821 | 0.12098 | 0.37363 | 0.08448 | 0.12848 | 0.47699 | 0.21045 | 1.8238 | 2.0001 | 0.092449 | 1.9072 | 0.48688 | 0.013102 | 0.53285 | 0.53495 | 0.14475 | 0.064949 | 6.2563 | 8.5454 | 10.6011 | 0.59231 | 13.7866 | 1893.6794 | 0 | 0 | 0.66647 | 0.014075 | 0.61106 | 0.016491 | 0.41106 | 0.00091891 | 0 | 0 | 0 | 0 | 0.037624 | 0.0011802 | 0.055554 | 0.00025043 | 0 | 0 | 3.4425 | 0.19068 | 0.022125 | 0.013843 | 0.01506 | 0.00023265 | 0.015559 | 0.0009298 | 0.015265 | 0.00025043 | 0.01506 | 0.00020252 | 0.014873 | 4.7913e-05 | 0.63578
619 | 38062.2786 | 0.81003 | 0.88961 | 1.0959 | 1.2219 | 7.0407 | 4.2271 | 0.89889 | 1.0369 | 1.0164 | 0.059486 | 8.1842 | 3.8974 | 0.1908 | 0.3824 | 0.15409 | 0.37227 | 0.073551 | 0.12745 | 0.41888 | 0.2206 | 2.0698 | 2.1072 | 0.096683 | 1.6141 | 0.40055 | 0.012961 | 0.5568 | 0.46971 | 0.13056 | 0.067184 | 6.7983 | 7.0909 | 8.5442 | 0.51662 | 13.9274 | 1843.1983 | 0 | 0 | 0.80831 | 0.013774 | 0.57928 | 0.016491 | 0.43457 | 0.00091891 | 0 | 0 | 0 | 0 | 0.037416 | 0.0011348 | 0.054997 | 0.00023998 | 0 | 0 | 3.3721 | 0.18502 | 0.021983 | 0.013548 | 0.01506 | 0.00022663 | 0.015559 | 0.00089478 | 0.015057 | 0.00023998 | 0.01506 | 0.00019406 | 0.014874 | 4.5924e-05 | 0.71178
620 | 42089.8974 | 0.88736 | 0.95136 | 1.1943 | 1.3394 | 11.7113 | 2.9934 | 3.9688 | 0.43999 | 0.65861 | 0.059281 | 8.382 | 3.0751 | 0.19224 | 0.31296 | 0.13559 | 0.31827 | 0.07141 | 0.11162 | 0.43301 | 0.2323 | 2.6867 | 2.5035 | 0.091796 | 1.7606 | 0.4587 | 0.011505 | 0.55977 | 0.4504 | 0.11339 | 0.070125 | 6.8096 | 6.74 | 12.1076 | 0.45415 | 15.0896 | 2054.2469 | 0 | 0 | 0.84458 | 0.015208 | 0.64547 | 0.016491 | 0.46397 | 0.00091891 | 0 | 0 | 0 | 0 | 0.037623 | 0.0012685 | 0.056449 | 0.00026875 | 0 | 0 | 3.6601 | 0.20847 | 0.02326 | 0.014952 | 0.015268 | 0.0002553 | 0.015558 | 0.00099978 | 0.015265 | 0.00026875 | 0.01506 | 0.00021732 | 0.014874 | 5.1435e-05 | 0.70013
621 | 36921.5827 | 0.89103 | 0.86037 | 1.368 | 1.602 | 16.0995 | 3.8824 | 2.3027 | 1.8109 | 0.77834 | 0.063764 | 8.5903 | 3.8937 | 0.20702 | 0.34588 | 0.15703 | 0.36558 | 0.079603 | 0.10626 | 0.43059 | 0.21374 | 1.9552 | 2.0028 | 0.090646 | 1.9503 | 0.44497 | 0.013513 | 0.62384 | 0.48022 | 0.11879 | 0.059775 | 13.5049 | 7.0062 | 11.9294 | 0.47446 | 13.5305 | 1776.2233 | 0 | 0 | 0.71849 | 0.013334 | 0.61461 | 0.016491 | 0.41086 | 0.00091891 | 0 | 0 | 0 | 0 | 0.037416 | 0.001094 | 0.054565 | 0.00023172 | 0 | 0 | 3.2782 | 0.17754 | 0.021774 | 0.013116 | 0.01506 | 0.00021793 | 0.015559 | 0.0008623 | 0.015057 | 0.00023172 | 0.01506 | 0.00018737 | 0.014874 | 4.4344e-05 | 0.59947
622 | 50539.7772 | 0.96531 | 0.7546 | 1.3867 | 1.7648 | 10.0644 | 2.1439 | 2.3895 | 0.8608 | 0.077168 | 0.03911 | 7.1442 | 3.069 | 0.27623 | 0.27481 | 0.12424 | 0.31802 | 0.082752 | 0.12196 | 0.4463 | 0.18975 | 2.4018 | 2.3666 | 0.1051 | 1.8051 | 0.47849 | 0.012416 | 0.55669 | 0.46078 | 0.13248 | 0.075737 | 11.3615 | 7.2161 | 15.8585 | 0.55323 | 15.7877 | 2280.8465 | 0 | 0 | 0.7584 | 0.016857 | 0.7291 | 0.016491 | 0.42961 | 0.00091891 | 0 | 0 | 0 | 0 | 0.037663 | 0.0014509 | 0.058635 | 0.00030978 | 0 | 0 | 3.9559 | 0.23334 | 0.024028 | 0.016569 | 0.015268 | 0.0002887 | 0.015598 | 0.0011411 | 0.015265 | 0.00030978 | 0.015268 | 0.00025051 | 0.014873 | 5.9268e-05 | 0.55671
623 | 43252.0592 | 0.92778 | 0.83522 | 1.1771 | 1.2182 | 7.4939 | 2.8906 | 1.3169 | 1.3865 | 1.1003 | 0.029541 | 6.6805 | 2.1899 | 0.43384 | 0.35683 | 0.1305 | 0.30256 | 0.090482 | 0.13395 | 0.36727 | 0.17871 | 2.4456 | 2.2574 | 0.086145 | 1.8781 | 0.51262 | 0.012408 | 0.58179 | 0.52408 | 0.11908 | 0.054377 | 8.605 | 8.7873 | 8.5384 | 0.56785 | 14.4073 | 2036.6771 | 0 | 0 | 0.80046 | 0.015108 | 0.59564 | 0.016491 | 0.38465 | 0.00091891 | 0 | 0 | 0 | 0 | 0.037623 | 0.0012706 | 0.0565 | 0.00026949 | 0 | 0 | 3.6356 | 0.20645 | 0.022611 | 0.014854 | 0.015268 | 0.00025328 | 0.015558 | 0.0010011 | 0.015265 | 0.00026949 | 0.01506 | 0.00021792 | 0.014874 | 5.1566e-05 | 0.69863
624 | 39398.2139 | 0.99283 | 0.72408 | 0.94925 | 1.3302 | 7.1965 | 4.2396 | 1.2944 | 0.76903 | 0.92296 | 0.026462 | 9.9949 | 2.2076 | 0.2437 | 0.29774 | 0.1506 | 0.36962 | 0.087965 | 0.15504 | 0.44122 | 0.21801 | 2.2978 | 2.3485 | 0.091297 | 2.0306 | 0.42625 | 0.013569 | 0.6582 | 0.51446 | 0.13676 | 0.069093 | 10.0477 | 7.5036 | 15.1257 | 0.71186 | 13.9007 | 1801.4682 | 0 | 0 | 0.77958 | 0.013582 | 0.65363 | 0.016491 | 0.40767 | 0.00091891 | 0 | 0 | 0 | 0 | 0.037416 | 0.0011353 | 0.055061 | 0.00024086 | 0 | 0 | 3.3109 | 0.18013 | 0.021892 | 0.013359 | 0.01506 | 0.00022281 | 0.015559 | 0.0008944 | 0.015057 | 0.00024086 | 0.01506 | 0.00019478 | 0.014873 | 4.6088e-05 | 0.44817
625 | 54760.713 | 0.79521 | 0.9234 | 1.4216 | 1.4187 | 14.1496 | 2.8974 | 1.0556 | 1.8811 | 0.62415 | 0.049305 | 7.0779 | 3.486 | 0.42972 | 0.29535 | 0.13967 | 0.39313 | 0.080277 | 0.14098 | 0.46793 | 0.15348 | 2.2243 | 1.8074 | 0.10365 | 1.7661 | 0.42631 | 0.010815 | 0.52192 | 0.4977 | 0.13673 | 0.078228 | 8.5234 | 7.2833 | 12.8739 | 0.51621 | 16.8894 | 2600.7599 | 0 | 0 | 0.86353 | 0.018853 | 0.72985 | 0.019491 | 0.41357 | 0.00091891 | 0 | 0 | 0 | 0 | 0.037662 | 0.0016251 | 0.060276 | 0.00034702 | 0 | 0 | 4.3356 | 0.26632 | 0.024945 | 0.018524 | 0.015268 | 0.00032952 | 0.015597 | 0.0012781 | 0.015265 | 0.00034702 | 0.015268 | 0.00028061 | 0.014874 | 6.6406e-05 | 0.82824
626 | 46159.5599 | 0.85235 | 0.81108 | 1.3584 | 1.7762 | 13.5866 | 1.4654 | 1.4144 | 1.7152 | 1.1371 | 0.078784 | 7.1331 | 3.8238 | 0.19287 | 0.32633 | 0.1338 | 0.37121 | 0.072147 | 0.14171 | 0.46023 | 0.18291 | 1.8841 | 2.2228 | 0.10196 | 1.799 | 0.38811 | 0.01172 | 0.65249 | 0.53995 | 0.11186 | 0.0741 | 5.244 | 9.3802 | 12.9982 | 0.60402 | 15.2003 | 2132.9312 | 0 | 0 | 0.76504 | 0.015857 | 0.66809 | 0.016491 | 0.45641 | 0.00091891 | 0 | 0 | 0 | 0 | 0.037622 | 0.0013438 | 0.0573 | 0.00028592 | 0 | 0 | 3.7617 | 0.21693 | 0.023563 | 0.015588 | 0.015268 | 0.00026842 | 0.015557 | 0.0010579 | 0.015265 | 0.00028592 | 0.01506 | 0.00023121 | 0.014874 | 5.4706e-05 | 0.65803
627 | 43594.5476 | 0.94931 | 0.85791 | 1.3138 | 1.6145 | 12.9796 | 3.7701 | 3.5798 | 0.51299 | 0.58138 | 0.034815 | 7.7527 | 1.0749 | 0.39399 | 0.38836 | 0.15192 | 0.31652 | 0.08334 | 0.1133 | 0.41527 | 0.23674 | 2.1221 | 2.0558 | 0.084611 | 2.0136 | 0.43108 | 0.012664 | 0.47389 | 0.49949 | 0.12528 | 0.064691 | 9.3768 | 9.4469 | 15.4596 | 0.48643 | 14.9672 | 2050.0631 | 0 | 0 | 0.78006 | 0.015292 | 0.69418 | 0.016491 | 0.42923 | 0.00091891 | 0 | 0 | 0 | 0 | 0.037623 | 0.0012855 | 0.056666 | 0.00027294 | 0 | 0 | 3.6511 | 0.20773 | 0.0233 | 0.015035 | 0.015268 | 0.00025703 | 0.015558 | 0.0010125 | 0.015265 | 0.00027294 | 0.01506 | 0.00022071 | 0.014874 | 5.2228e-05 | 0.79188
628 | 44429.1409 | 0.89253 | 0.94276 | 1.4637 | 1.6996 | 10.8107 | 2.8701 | 3.3028 | 1.564 | 0.15389 | 0.02481 | 8.9037 | 2.0326 | 0.15946 | 0.39248 | 0.14868 | 0.40352 | 0.079855 | 0.12659 | 0.41367 | 0.19585 | 2.2195 | 2.2949 | 0.092789 | 1.8799 | 0.41045 | 0.012976 | 0.5607 | 0.44926 | 0.10573 | 0.063818 | 9.0937 | 8.7332 | 11.0738 | 0.50134 | 15.3973 | 2136.0618 | 0 | 0 | 0.79156 | 0.01588 | 0.64278 | 0.016491 | 0.51225 | 0.00091891 | 0 | 0 | 0 | 0 | 0.037623 | 0.0013337 | 0.057159 | 0.00028331 | 0 | 0 | 3.7661 | 0.2173 | 0.023574 | 0.015611 | 0.015268 | 0.00026888 | 0.015557 | 0.0010504 | 0.015265 | 0.00028331 | 0.01506 | 0.00022909 | 0.014874 | 5.422e-05 | 0.91644
629 | 45347.7595 | 0.83175 | 0.96311 | 1.3843 | 1.3134 | 7.5883 | 1.2723 | 1.3618 | 0.75512 | 0.13202 | 0.057994 | 7.7299 | 1.5094 | 0.18805 | 0.28598 | 0.13931 | 0.3084 | 0.084205 | 0.10944 | 0.49846 | 0.1954 | 2.6452 | 1.9704 | 0.09752 | 1.9393 | 0.43066 | 0.013058 | 0.46892 | 0.50235 | 0.12872 | 0.075348 | 11.2988 | 9.9844 | 11.0186 | 0.43091 | 15.5974 | 2187.1688 | 0 | 0 | 0.82583 | 0.016236 | 0.64758 | 0.016491 | 0.49637 | 0.00091891 | 0 | 0 | 0 | 0 | 0.037622 | 0.0013655 | 0.057468 | 0.00028983 | 0 | 0 | 3.8336 | 0.22296 | 0.02374 | 0.01596 | 0.015268 | 0.00027606 | 0.015557 | 0.0010757 | 0.015265 | 0.00028983 | 0.01506 | 0.00023436 | 0.014874 | 5.5466e-05 | 0.69989
630 | 49675.1457 | 0.89061 | 0.93918 | 1.3342 | 1.6736 | 12.063 | 2.9638 | 0.94452 | 0.96519 | 1.09 | 0.068581 | 8.8149 | 3.4843 | 0.42942 | 0.40039 | 0.11715 | 0.38316 | 0.089928 | 0.11469 | 0.42856 | 0.23311 | 1.9943 | 1.96 | 0.09563 | 1.8722 | 0.39975 | 0.010068 | 0.58602 | 0.42269 | 0.11143 | 0.075194 | 12.5864 | 6.7993 | 9.0275 | 0.44947 | 15.826 | 2388.3586 | 0 | 0 | 0.85878 | 0.017428 | 0.64477 | 0.019491 | 0.39748 | 0.00091891 | 0 | 0 | 0 | 0 | 0.037663 | 0.0014823 | 0.058885 | 0.00031576 | 0 | 0 | 4.065 | 0.2427 | 0.024292 | 0.017127 | 0.015268 | 0.00030033 | 0.015598 | 0.0011666 | 0.015265 | 0.00031576 | 0.015268 | 0.00025534 | 0.014874 | 6.0426e-05 | 1.0401
631 | 48000.9259 | 0.9348 | 0.83775 | 0.96263 | 1.5146 | 16.0105 | 2.5902 | 3.587 | 1.6882 | 0.45115 | 0.039377 | 6.2137 | 1.5022 | 0.42514 | 0.36661 | 0.15417 | 0.28086 | 0.081802 | 0.14253 | 0.50701 | 0.17764 | 2.0118 | 2.0892 | 0.08974 | 1.8511 | 0.49177 | 0.013928 | 0.55181 | 0.51098 | 0.10337 | 0.070393 | 10.6958 | 7.01 | 11.7394 | 0.60681 | 15.6644 | 2227.8813 | 0 | 0 | 0.90984 | 0.016495 | 0.66062 | 0.016491 | 0.41689 | 0.00091891 | 0 | 0 | 0 | 0 | 0.037622 | 0.0014046 | 0.057917 | 0.00029901 | 0 | 0 | 3.8871 | 0.22749 | 0.02386 | 0.016214 | 0.015268 | 0.00028133 | 0.015557 | 0.0011056 | 0.015265 | 0.00029901 | 0.01506 | 0.0002418 | 0.014874 | 5.7213e-05 | 0.79952
632 | 40501.3807 | 0.95456 | 0.92504 | 1.033 | 1.5876 | 14.8553 | 1.754 | 0.50958 | 0.80706 | 0.25413 | 0.030464 | 9.6894 | 2.116 | 0.33506 | 0.27391 | 0.15677 | 0.31968 | 0.071225 | 0.12564 | 0.48806 | 0.17232 | 2.3358 | 2.3468 | 0.087652 | 1.8398 | 0.34911 | 0.012926 | 0.55498 | 0.42956 | 0.13988 | 0.08139 | 10.9239 | 8.2868 | 8.8102 | 0.48517 | 14.3557 | 1953.0669 | 0 | 0 | 0.86784 | 0.01463 | 0.59304 | 0.016491 | 0.40287 | 0.00091891 | 0 | 0 | 0 | 0 | 0.037624 | 0.0012147 | 0.055878 | 0.00025724 | 0 | 0 | 3.5202 | 0.19699 | 0.022387 | 0.014386 | 0.01506 | 0.00024373 | 0.015558 | 0.00095749 | 0.015265 | 0.00025724 | 0.01506 | 0.00020801 | 0.014874 | 4.9229e-05 | 0.5694
633 | 41233.8766 | 0.89297 | 0.85271 | 1.0379 | 1.7755 | 11.4197 | 2.8075 | 0.53413 | 0.45049 | 1.0353 | 0.048496 | 7.8981 | 3.8498 | 0.32883 | 0.39808 | 0.14387 | 0.35916 | 0.078729 | 0.13449 | 0.41276 | 0.19825 | 2.0272 | 2.2763 | 0.085493 | 1.9298 | 0.43488 | 0.013635 | 0.54439 | 0.47231 | 0.11705 | 0.068615 | 7.8093 | 6.6806 | 10.9977 | 0.56813 | 14.2997 | 1946.4991 | 0 | 0 | 0.83485 | 0.014585 | 0.62247 | 0.016491 | 0.38483 | 0.00091891 | 0 | 0 | 0 | 0 | 0.037624 | 0.0012175 | 0.055936 | 0.00025821 | 0 | 0 | 3.511 | 0.19624 | 0.022366 | 0.014342 | 0.01506 | 0.00024284 | 0.015558 | 0.00095929 | 0.015265 | 0.00025821 | 0.01506 | 0.0002088 | 0.014874 | 4.9412e-05 | 0.76212
634 | 40386.6941 | 0.96441 | 0.80206 | 1.5505 | 1.4959 | 12.4789 | 2.8614 | 3.1667 | 1.8356 | 0.89906 | 0.048282 | 6.3258 | 3.9051 | 0.41669 | 0.29228 | 0.16406 | 0.34991 | 0.079371 | 0.15602 | 0.47847 | 0.16456 | 2.6132 | 2.3804 | 0.10226 | 1.8499 | 0.36439 | 0.01373 | 0.59786 | 0.51654 | 0.10652 | 0.071119 | 11.2619 | 8.3501 | 11.676 | 0.6805 | 13.651 | 1883.5897 | 0 | 0 | 0.68443 | 0.014153 | 0.6245 | 0.016491 | 0.3636 | 0.00091891 | 0 | 0 | 0 | 0 | 0.037624 | 0.0011803 | 0.055527 | 0.00025004 | 0 | 0 | 3.4248 | 0.18925 | 0.022162 | 0.013918 | 0.01506 | 0.00023418 | 0.015559 | 0.00093025 | 0.015265 | 0.00025004 | 0.01506 | 0.0002022 | 0.014874 | 4.7843e-05 | 0.50881
635 | 39771.3416 | 0.98146 | 0.85368 | 1.4095 | 1.5653 | 8.2019 | 3.2551 | 0.77352 | 1.9365 | 0.52234 | 0.04288 | 9.3829 | 2.2975 | 0.35517 | 0.32274 | 0.13721 | 0.32598 | 0.088381 | 0.13291 | 0.449 | 0.17555 | 2.2022 | 2.5622 | 0.085411 | 2.0156 | 0.40119 | 0.01554 | 0.53785 | 0.43304 | 0.094759 | 0.08241 | 6.188 | 7.533 | 13.2424 | 0.58993 | 13.9205 | 1884.0901 | 0 | 0 | 0.72854 | 0.014155 | 0.64243 | 0.016491 | 0.3858 | 0.00091891 | 0 | 0 | 0 | 0 | 0.037624 | 0.0011756 | 0.055464 | 0.00024893 | 0 | 0 | 3.4256 | 0.18932 | 0.022163 | 0.013921 | 0.01506 | 0.00023424 | 0.015559 | 0.00092662 | 0.015265 | 0.00024893 | 0.01506 | 0.0002013 | 0.014874 | 4.7635e-05 | 0.59676
636 | 48541.3813 | 0.78381 | 0.78694 | 1.2312 | 1.245 | 12.3892 | 4.234 | 3.3264 | 0.81708 | 0.16248 | 0.056929 | 7.2863 | 1.0708 | 0.32508 | 0.37716 | 0.14315 | 0.38985 | 0.075456 | 0.1416 | 0.44416 | 0.22805 | 1.9542 | 1.9942 | 0.088992 | 1.5271 | 0.42448 | 0.010388 | 0.44037 | 0.51361 | 0.12867 | 0.075796 | 10.8173 | 8.4677 | 14.8325 | 0.60827 | 15.7039 | 2218.084 | 0 | 0 | 0.79936 | 0.016434 | 0.70699 | 0.016491 | 0.45526 | 0.00091891 | 0 | 0 | 0 | 0 | 0.037622 | 0.0014047 | 0.057923 | 0.00029901 | 0 | 0 | 3.874 | 0.22637 | 0.023832 | 0.016154 | 0.015268 | 0.00028006 | 0.015557 | 0.0011057 | 0.015265 | 0.00029901 | 0.01506 | 0.00024181 | 0.014874 | 5.7208e-05 | 0.77123
637 | 45886.3121 | 0.98993 | 0.94584 | 1.2727 | 1.745 | 13.333 | 3.1697 | 2.4872 | 1.1815 | 0.98164 | 0.025363 | 9.9844 | 0.54583 | 0.4079 | 0.28874 | 0.1447 | 0.27683 | 0.07976 | 0.14147 | 0.40471 | 0.1812 | 2.6263 | 2.0976 | 0.10494 | 1.8737 | 0.47262 | 0.010963 | 0.55808 | 0.37708 | 0.13027 | 0.069264 | 8.7673 | 9.5995 | 11.9807 | 0.52478 | 15.8897 | 2201.542 | 0 | 0 | 0.85034 | 0.016325 | 0.66198 | 0.016491 | 0.52873 | 0.00091891 | 0 | 0 | 0 | 0 | 0.037622 | 0.0013752 | 0.05759 | 0.00029235 | 0 | 0 | 3.8527 | 0.22458 | 0.023781 | 0.016047 | 0.015268 | 0.00027791 | 0.015557 | 0.0010829 | 0.015265 | 0.00029235 | 0.01506 | 0.00023641 | 0.014874 | 5.5949e-05 | 0.69906
638 | 47120.9942 | 0.86702 | 0.91734 | 1.4318 | 1.6949 | 12.4546 | 3.3727 | 0.86594 | 0.95574 | 1.0577 | 0.077745 | 8.3526 | 3.6327 | 0.36748 | 0.3588 | 0.11666 | 0.30676 | 0.074319 | 0.13304 | 0.47473 | 0.20109 | 1.9656 | 2.321 | 0.091337 | 2.1085 | 0.3677 | 0.012128 | 0.50917 | 0.54709 | 0.1213 | 0.071012 | 13.3671 | 9.1776 | 10.0063 | 0.51684 | 15.294 | 2238.8084 | 0 | 0 | 0.80615 | 0.016577 | 0.63824 | 0.016491 | 0.40103 | 0.00091891 | 0 | 0 | 0 | 0 | 0.037622 | 0.0014023 | 0.057874 | 0.00029831 | 0 | 0 | 3.9015 | 0.22871 | 0.023898 | 0.016294 | 0.015268 | 0.00028301 | 0.015557 | 0.001104 | 0.015265 | 0.00029831 | 0.01506 | 0.00024122 | 0.014874 | 5.7085e-05 | 0.85871
639 | 51018.9461 | 0.87065 | 0.86942 | 0.98803 | 1.759 | 14.846 | 3.0767 | 3.2296 | 0.51067 | 1.1406 | 0.062097 | 7.1109 | 1.2065 | 0.25872 | 0.34082 | 0.15143 | 0.34838 | 0.08788 | 0.1206 | 0.43981 | 0.19841 | 2.565 | 2.3806 | 0.087083 | 1.8625 | 0.41437 | 0.012893 | 0.65375 | 0.49228 | 0.12687 | 0.060878 | 11.5528 | 8.3084 | 15.7238 | 0.48569 | 16.8145 | 2389.3673 | 0 | 0 | 0.94273 | 0.017511 | 0.75018 | 0.019491 | 0.48894 | 0.00091891 | 0 | 0 | 0 | 0 | 0.037663 | 0.0014989 | 0.059075 | 0.00031976 | 0 | 0 | 4.0641 | 0.24262 | 0.02433 | 0.017209 | 0.015268 | 0.00030204 | 0.015598 | 0.0011792 | 0.015265 | 0.00031976 | 0.015268 | 0.00025857 | 0.014874 | 6.1185e-05 | 0.82659
640 | 41832.2579 | 0.91694 | 0.88169 | 1.4954 | 1.7495 | 9.9428 | 3.0079 | 3.1345 | 1.6797 | 0.20507 | 0.060853 | 8.435 | 3.5014 | 0.33889 | 0.36598 | 0.16255 | 0.33622 | 0.07707 | 0.14694 | 0.52571 | 0.16142 | 2.0894 | 2.2538 | 0.091775 | 1.9007 | 0.38352 | 0.014509 | 0.46693 | 0.55985 | 0.13188 | 0.064285 | 11.1353 | 9.3654 | 8.4486 | 0.57977 | 14.0977 | 1987.8359 | 0 | 0 | 0.73861 | 0.014867 | 0.5918 | 0.016491 | 0.38968 | 0.00091891 | 0 | 0 | 0 | 0 | 0.037624 | 0.0012423 | 0.0562 | 0.00026355 | 0 | 0 | 3.5673 | 0.20083 | 0.022498 | 0.014619 | 0.01506 | 0.00024849 | 0.015558 | 0.00097877 | 0.015265 | 0.00026355 | 0.01506 | 0.00021312 | 0.014874 | 5.0437e-05 | 0.74058
641 | 46633.8671 | 0.97724 | 0.89284 | 1.2922 | 1.716 | 13.0412 | 1.7936 | 2.999 | 0.63096 | 0.26762 | 0.02566 | 8.5252 | 1.169 | 0.30418 | 0.39534 | 0.12857 | 0.34791 | 0.076948 | 0.1402 | 0.37797 | 0.16979 | 2.3033 | 2.7224 | 0.079263 | 2.226 | 0.44599 | 0.012188 | 0.56131 | 0.5345 | 0.10869 | 0.075992 | 7.5529 | 9.3288 | 10.3714 | 0.56642 | 15.4725 | 2202.8859 | 0 | 0 | 0.82458 | 0.016333 | 0.63996 | 0.016491 | 0.46103 | 0.00091891 | 0 | 0 | 0 | 0 | 0.037622 | 0.0013818 | 0.057671 | 0.00029394 | 0 | 0 | 3.8543 | 0.22471 | 0.023785 | 0.016055 | 0.015268 | 0.00027806 | 0.015557 | 0.0010878 | 0.015265 | 0.00029394 | 0.01506 | 0.00023769 | 0.014874 | 5.6249e-05 | 0.9056
642 | 45868.8715 | 0.98474 | 0.83745 | 1.0943 | 1.7864 | 9.2501 | 3.241 | 3.1091 | 0.97217 | 0.36221 | 0.023462 | 8.2438 | 1.9238 | 0.39297 | 0.33442 | 0.13461 | 0.33846 | 0.081807 | 0.13786 | 0.46998 | 0.20061 | 1.9615 | 2.0258 | 0.086733 | 1.624 | 0.42777 | 0.01288 | 0.58225 | 0.42816 | 0.10363 | 0.081138 | 8.0072 | 6.6123 | 9.3314 | 0.58933 | 14.9732 | 2129.2252 | 0 | 0 | 0.84651 | 0.01588 | 0.61913 | 0.016491 | 0.40284 | 0.00091891 | 0 | 0 | 0 | 0 | 0.037623 | 0.0013435 | 0.057291 | 0.0002858 | 0 | 0 | 3.7555 | 0.21641 | 0.023574 | 0.015611 | 0.015268 | 0.00026888 | 0.015557 | 0.0010577 | 0.015265 | 0.0002858 | 0.01506 | 0.00023111 | 0.014874 | 5.4686e-05 | 0.69657
643 | 49554.6809 | 0.80053 | 0.95865 | 1.4302 | 1.7603 | 10.5522 | 2.6383 | 3.9884 | 0.95951 | 0.27377 | 0.058309 | 6.2578 | 2.6626 | 0.14286 | 0.28571 | 0.1521 | 0.34691 | 0.079879 | 0.11071 | 0.47393 | 0.21185 | 2.4033 | 2.0481 | 0.090981 | 1.9725 | 0.43034 | 0.01421 | 0.60114 | 0.54326 | 0.097631 | 0.074294 | 8.4336 | 7.0638 | 10.3787 | 0.44832 | 16.5182 | 2395.8076 | 0 | 0 | 0.84333 | 0.017478 | 0.66557 | 0.019491 | 0.55334 | 0.00091891 | 0 | 0 | 0 | 0 | 0.037663 | 0.001485 | 0.058909 | 0.00031635 | 0 | 0 | 4.0747 | 0.24353 | 0.024315 | 0.017177 | 0.015268 | 0.00030137 | 0.015598 | 0.0011686 | 0.015265 | 0.00031635 | 0.015268 | 0.00025581 | 0.014874 | 6.054e-05 | 0.75967
644 | 45847.144 | 0.80928 | 0.98841 | 1.3695 | 1.7029 | 12.9699 | 3.8382 | 1.1631 | 1.4325 | 0.53201 | 0.079906 | 7.0571 | 2.878 | 0.24042 | 0.35933 | 0.15912 | 0.31298 | 0.06883 | 0.13902 | 0.44822 | 0.1737 | 2.4794 | 1.9591 | 0.084131 | 1.7444 | 0.52336 | 0.014253 | 0.65511 | 0.443 | 0.13644 | 0.059385 | 10.0951 | 6.6921 | 10.7669 | 0.4942 | 15.5817 | 2225.6056 | 0 | 0 | 0.84507 | 0.016489 | 0.64695 | 0.016491 | 0.45086 | 0.00091891 | 0 | 0 | 0 | 0 | 0.037622 | 0.0013865 | 0.057692 | 0.00029464 | 0 | 0 | 3.8844 | 0.22726 | 0.023858 | 0.016208 | 0.015268 | 0.00028123 | 0.015557 | 0.0010919 | 0.015265 | 0.00029464 | 0.01506 | 0.00023825 | 0.014874 | 5.6388e-05 | 0.91849
645 | 42592.9691 | 0.78609 | 0.9966 | 1.0143 | 1.7307 | 11.6348 | 2.272 | 2.7362 | 1.5241 | 0.56543 | 0.048042 | 6.0705 | 2.3031 | 0.29627 | 0.32099 | 0.14219 | 0.2663 | 0.074604 | 0.14104 | 0.51092 | 0.18737 | 2.0758 | 2.5452 | 0.078996 | 2.0385 | 0.39452 | 0.010809 | 0.61751 | 0.50573 | 0.11636 | 0.067636 | 13.4296 | 8.8976 | 13.5962 | 0.51274 | 15.4168 | 2104.2522 | 0 | 0 | 0.93185 | 0.015535 | 0.67037 | 0.016491 | 0.42768 | 0.00091891 | 0 | 0 | 0 | 0 | 0.037623 | 0.0012943 | 0.056726 | 0.0002745 | 0 | 0 | 3.7275 | 0.21407 | 0.023413 | 0.015273 | 0.015268 | 0.00026193 | 0.015558 | 0.0010198 | 0.015265 | 0.0002745 | 0.01506 | 0.00022196 | 0.014874 | 5.2537e-05 | 0.77023
646 | 46836.4349 | 0.93037 | 0.92713 | 1.2506 | 1.2417 | 16.0718 | 3.3379 | 2.9652 | 1.3742 | 0.47267 | 0.063727 | 8.4789 | 2.8825 | 0.3914 | 0.34401 | 0.12765 | 0.27543 | 0.082088 | 0.12625 | 0.4805 | 0.22603 | 2.3596 | 2.2443 | 0.10544 | 1.8148 | 0.47166 | 0.013783 | 0.50829 | 0.47818 | 0.14663 | 0.073729 | 10.2388 | 6.51 | 13.0262 | 0.47877 | 15.5634 | 2232.6486 | 0 | 0 | 0.85441 | 0.016536 | 0.67902 | 0.016491 | 0.4031 | 0.00091891 | 0 | 0 | 0 | 0 | 0.037622 | 0.0013987 | 0.057819 | 0.00029717 | 0 | 0 | 3.8935 | 0.22803 | 0.023879 | 0.016253 | 0.015268 | 0.00028212 | 0.015557 | 0.0011015 | 0.015265 | 0.00029717 | 0.01506 | 0.0002403 | 0.014874 | 5.6868e-05 | 0.82922
647 | 44114.1842 | 0.95039 | 0.74731 | 1.5184 | 1.7789 | 14.5098 | 2.0206 | 1.7611 | 1.6093 | 0.61223 | 0.039297 | 8.9937 | 3.5724 | 0.39807 | 0.35209 | 0.12773 | 0.29587 | 0.064304 | 0.13922 | 0.41018 | 0.23515 | 2.5423 | 2.5902 | 0.089286 | 1.5723 | 0.41093 | 0.011298 | 0.59513 | 0.43357 | 0.11303 | 0.069736 | 12.1876 | 9.8892 | 14.6961 | 0.64578 | 14.3983 | 2017.8797 | 0 | 0 | 0.68973 | 0.015012 | 0.67952 | 0.016491 | 0.38151 | 0.00091891 | 0 | 0 | 0 | 0 | 0.037623 | 0.0012707 | 0.056547 | 0.00027025 | 0 | 0 | 3.6091 | 0.20427 | 0.022566 | 0.01476 | 0.015268 | 0.00025139 | 0.015558 | 0.0010004 | 0.015265 | 0.00027025 | 0.01506 | 0.00021854 | 0.014873 | 5.1705e-05 | 0.61558
648 | 55010.9892 | 0.81774 | 0.86001 | 1.1447 | 1.7039 | 15.5066 | 5.1168 | 3.705 | 1.4131 | 1.0517 | 0.058948 | 9.5664 | 2.3383 | 0.22747 | 0.34878 | 0.14333 | 0.3275 | 0.066656 | 0.12261 | 0.52663 | 0.22942 | 1.9785 | 2.2266 | 0.092407 | 1.9896 | 0.37923 | 0.013607 | 0.55608 | 0.45217 | 0.12791 | 0.080187 | 8.9462 | 7.1704 | 9.4262 | 0.49693 | 16.9479 | 2565.96 | 0 | 0 | 0.9099 | 0.018619 | 0.66649 | 0.019491 | 0.48973 | 0.00091891 | 0 | 0 | 0 | 0 | 0.037662 | 0.0016088 | 0.060149 | 0.00034391 | 0 | 0 | 4.2915 | 0.26243 | 0.024839 | 0.018294 | 0.015268 | 0.00032473 | 0.015597 | 0.0012649 | 0.015265 | 0.00034391 | 0.015268 | 0.00027811 | 0.014874 | 6.5805e-05 | 0.89998
649 | 44714.5749 | 0.85252 | 0.90469 | 1.4835 | 1.2822 | 11.4912 | 3.1542 | 3.9092 | 0.68344 | 0.98012 | 0.041097 | 9.6138 | 1.6079 | 0.34634 | 0.31367 | 0.15589 | 0.29236 | 0.095609 | 0.12121 | 0.42719 | 0.19512 | 2.3881 | 2.2259 | 0.086517 | 2.0818 | 0.49603 | 0.015072 | 0.58067 | 0.51619 | 0.11365 | 0.071238 | 10.281 | 8.5298 | 13.3793 | 0.50205 | 15.0319 | 2115.9905 | 0 | 0 | 0.77227 | 0.015815 | 0.67221 | 0.016491 | 0.42039 | 0.00091891 | 0 | 0 | 0 | 0 | 0.037623 | 0.001331 | 0.057123 | 0.00028247 | 0 | 0 | 3.7375 | 0.2149 | 0.023544 | 0.015547 | 0.015268 | 0.00026754 | 0.015557 | 0.0010486 | 0.015265 | 0.00028247 | 0.01506 | 0.00022841 | 0.014874 | 5.4054e-05 | 0.70024
650 | 40781.1164 | 0.98624 | 0.9326 | 1.4189 | 1.4749 | 8.3369 | 2.7559 | 3.3529 | 0.78424 | 0.59834 | 0.021319 | 8.7021 | 1.6867 | 0.13786 | 0.36094 | 0.13255 | 0.36837 | 0.086976 | 0.12009 | 0.4226 | 0.20832 | 2.1889 | 2.2142 | 0.081144 | 2.1488 | 0.46219 | 0.012373 | 0.58623 | 0.44535 | 0.13042 | 0.074276 | 8.588 | 8.3813 | 9.4653 | 0.47623 | 14.6956 | 1970.2025 | 0 | 0 | 0.76875 | 0.014748 | 0.60666 | 0.016491 | 0.52028 | 0.00091891 | 0 | 0 | 0 | 0 | 0.037624 | 0.0012245 | 0.055976 | 0.0002592 | 0 | 0 | 3.5435 | 0.19889 | 0.022442 | 0.014502 | 0.01506 | 0.00024609 | 0.015558 | 0.00096526 | 0.015265 | 0.0002592 | 0.01506 | 0.0002096 | 0.014874 | 4.9605e-05 | 0.76313
651 | 51481.5404 | 0.85687 | 0.93954 | 1.0807 | 1.543 | 14.6178 | 1.143 | 1.7589 | 1.226 | 0.30187 | 0.061617 | 9.1286 | 0.90209 | 0.43614 | 0.27897 | 0.14353 | 0.34665 | 0.06914 | 0.13466 | 0.4461 | 0.20081 | 2.6208 | 2.016 | 0.09189 | 1.8882 | 0.49782 | 0.015344 | 0.56831 | 0.57747 | 0.11116 | 0.053937 | 6.4875 | 7.4045 | 11.4366 | 0.51688 | 16.8183 | 2468.0304 | 0 | 0 | 0.95178 | 0.017964 | 0.68876 | 0.019491 | 0.48404 | 0.00091891 | 0 | 0 | 0 | 0 | 0.037663 | 0.0015357 | 0.05941 | 0.00032741 | 0 | 0 | 4.1673 | 0.25156 | 0.024538 | 0.017652 | 0.015268 | 0.00031127 | 0.015597 | 0.0012083 | 0.015265 | 0.00032741 | 0.015268 | 0.00026476 | 0.014874 | 6.2657e-05 | 0.7515
652 | 45651.6549 | 0.93964 | 0.81037 | 0.96363 | 1.5008 | 13.9705 | 3.5647 | 3.4366 | 1.4986 | 0.74274 | 0.038059 | 7.6282 | 2.8309 | 0.26525 | 0.3709 | 0.14848 | 0.29024 | 0.072261 | 0.13336 | 0.47687 | 0.18542 | 2.3064 | 2.392 | 0.079811 | 2.2863 | 0.47958 | 0.010566 | 0.60738 | 0.5324 | 0.12229 | 0.063891 | 12.3904 | 7.3035 | 11.0354 | 0.57404 | 15.1508 | 2110.6863 | 0 | 0 | 0.87446 | 0.015707 | 0.63939 | 0.016491 | 0.42413 | 0.00091891 | 0 | 0 | 0 | 0 | 0.037623 | 0.0013311 | 0.057162 | 0.00028303 | 0 | 0 | 3.732 | 0.21445 | 0.023493 | 0.015442 | 0.015268 | 0.00026537 | 0.015557 | 0.0010481 | 0.015265 | 0.00028303 | 0.01506 | 0.00022887 | 0.014874 | 5.4155e-05 | 0.73898
653 | 52817.5975 | 0.75557 | 0.86153 | 1.1244 | 1.4564 | 11.7996 | 3.3241 | 3.8569 | 0.5882 | 0.7473 | 0.062616 | 8.8002 | 3.3078 | 0.15003 | 0.36183 | 0.12389 | 0.36475 | 0.076579 | 0.11215 | 0.49582 | 0.21679 | 2.7442 | 2.6061 | 0.090131 | 1.707 | 0.39222 | 0.012042 | 0.62819 | 0.50983 | 0.12752 | 0.067582 | 12.8909 | 9.2317 | 15.5597 | 0.4612 | 17.1381 | 2455.4383 | 0 | 0 | 0.90193 | 0.017995 | 0.75734 | 0.019491 | 0.5373 | 0.00091891 | 0 | 0 | 0 | 0 | 0.037663 | 0.0015474 | 0.059543 | 0.00033015 | 0 | 0 | 4.1479 | 0.24987 | 0.024553 | 0.017684 | 0.015268 | 0.00031191 | 0.015597 | 0.0012173 | 0.015265 | 0.00033015 | 0.015268 | 0.00026698 | 0.014874 | 6.3172e-05 | 0.89832
654 | 41744.5064 | 0.8288 | 0.82069 | 1.4131 | 1.8011 | 13.7773 | 2.1908 | 1.41 | 1.3605 | 0.49253 | 0.070303 | 7.6593 | 2.379 | 0.41537 | 0.31502 | 0.11898 | 0.28726 | 0.067205 | 0.13217 | 0.4147 | 0.1837 | 2.6123 | 1.918 | 0.0901 | 2.0915 | 0.46101 | 0.014024 | 0.66313 | 0.39562 | 0.11163 | 0.073992 | 8.8148 | 6.5759 | 14.5581 | 0.5789 | 14.2579 | 1962.3644 | 0 | 0 | 0.72709 | 0.014613 | 0.66558 | 0.016491 | 0.38225 | 0.00091891 | 0 | 0 | 0 | 0 | 0.037624 | 0.0012221 | 0.055993 | 0.00025929 | 0 | 0 | 3.5348 | 0.19817 | 0.022379 | 0.014369 | 0.01506 | 0.0002434 | 0.015558 | 0.00096285 | 0.015265 | 0.00025929 | 0.01506 | 0.00020967 | 0.014874 | 4.9612e-05 | 0.58272
655 | 49955.204 | 0.8113 | 0.76818 | 1.415 | 1.6247 | 10.8986 | 1.267 | 1.6973 | 1.2312 | 0.21484 | 0.077308 | 9.3599 | 3.5826 | 0.23433 | 0.39407 | 0.16343 | 0.28867 | 0.07701 | 0.13017 | 0.47635 | 0.22469 | 1.8264 | 2.1212 | 0.092924 | 1.7066 | 0.41556 | 0.012116 | 0.62031 | 0.47845 | 0.1184 | 0.065114 | 10.6515 | 9.9333 | 11.8728 | 0.57764 | 15.5465 | 2265.2621 | 0 | 0 | 0.75574 | 0.01675 | 0.66718 | 0.016491 | 0.44515 | 0.00091891 | 0 | 0 | 0 | 0 | 0.037664 | 0.0014368 | 0.05827 | 0.00030641 | 0 | 0 | 3.9358 | 0.23162 | 0.023978 | 0.016464 | 0.015268 | 0.00028651 | 0.015598 | 0.0011304 | 0.015265 | 0.00030641 | 0.01506 | 0.00024779 | 0.014873 | 5.8619e-05 | 0.80576
656 | 36518.2112 | 0.92608 | 0.95951 | 1.0996 | 1.2908 | 9.0439 | 3.8167 | 3.9185 | 1.615 | 0.67972 | 0.069649 | 7.813 | 2.3534 | 0.27792 | 0.27836 | 0.15535 | 0.38155 | 0.090177 | 0.12757 | 0.39604 | 0.19401 | 2.3532 | 2.0602 | 0.099515 | 2.1212 | 0.42429 | 0.011866 | 0.60611 | 0.40839 | 0.11308 | 0.06674 | 13.2436 | 6.3396 | 8.6409 | 0.50305 | 13.7046 | 1805.4395 | 0 | 0 | 0.82663 | 0.013545 | 0.57741 | 0.016491 | 0.40157 | 0.00091891 | 0 | 0 | 0 | 0 | 0.037416 | 0.0011058 | 0.054659 | 0.00023371 | 0 | 0 | 3.319 | 0.18078 | 0.021874 | 0.013323 | 0.01506 | 0.00022208 | 0.015559 | 0.00087209 | 0.015057 | 0.00023371 | 0.01506 | 0.00018898 | 0.014874 | 4.473e-05 | 0.54607
657 | 47161.6374 | 0.96031 | 0.82179 | 1.3251 | 1.3116 | 14.0187 | 2.1498 | 3.6233 | 1.673 | 0.27497 | 0.061022 | 8.5179 | 0.62367 | 0.30248 | 0.37386 | 0.16482 | 0.29973 | 0.067847 | 0.13745 | 0.42487 | 0.24344 | 1.7799 | 2.5837 | 0.076841 | 1.8941 | 0.43215 | 0.014784 | 0.55136 | 0.51503 | 0.1236 | 0.06215 | 11.4924 | 7.4113 | 10.0591 | 0.58259 | 15.4977 | 2181.5361 | 0 | 0 | 0.78472 | 0.016187 | 0.63318 | 0.016491 | 0.51514 | 0.00091891 | 0 | 0 | 0 | 0 | 0.037622 | 0.0013769 | 0.05763 | 0.00029287 | 0 | 0 | 3.826 | 0.22232 | 0.023717 | 0.015912 | 0.015268 | 0.00027505 | 0.015557 | 0.001084 | 0.015265 | 0.00029287 | 0.01506 | 0.00023683 | 0.014874 | 5.6037e-05 | 0.7826
658 | 51267.4658 | 0.82592 | 0.80901 | 1.0212 | 1.7551 | 5.4441 | 1.5869 | 2.664 | 0.55162 | 0.76443 | 0.064742 | 8.7591 | 1.6121 | 0.29058 | 0.28637 | 0.13458 | 0.35421 | 0.079967 | 0.15435 | 0.41883 | 0.1734 | 2.4875 | 2.1544 | 0.084497 | 1.9645 | 0.38043 | 0.011525 | 0.52195 | 0.52296 | 0.10324 | 0.073933 | 12.0732 | 7.4472 | 14.5264 | 0.65745 | 16.3829 | 2357.9526 | 0 | 0 | 0.89562 | 0.01731 | 0.72843 | 0.019491 | 0.45587 | 0.00091891 | 0 | 0 | 0 | 0 | 0.037663 | 0.0014883 | 0.058992 | 0.00031775 | 0 | 0 | 4.023 | 0.23908 | 0.024237 | 0.017012 | 0.015268 | 0.00029792 | 0.015598 | 0.0011706 | 0.015265 | 0.00031775 | 0.015268 | 0.00025695 | 0.014874 | 6.0798e-05 | 0.63947
659 | 52285.652 | 0.93593 | 0.93736 | 1.4741 | 1.8238 | 14.3044 | 2.1381 | 3.3685 | 1.5284 | 0.85581 | 0.051766 | 6.8932 | 3.753 | 0.4382 | 0.35774 | 0.1597 | 0.38499 | 0.078552 | 0.13283 | 0.42563 | 0.23205 | 2.2465 | 2.5197 | 0.099178 | 1.6206 | 0.44323 | 0.014945 | 0.45577 | 0.48721 | 0.13134 | 0.06993 | 8.7335 | 7.8854 | 13.6426 | 0.50106 | 16.4257 | 2490.9749 | 0 | 0 | 0.84142 | 0.01819 | 0.73089 | 0.019491 | 0.39428 | 0.00091891 | 0 | 0 | 0 | 0 | 0.037663 | 0.0015554 | 0.05961 | 0.00033188 | 0 | 0 | 4.1948 | 0.25395 | 0.024642 | 0.017874 | 0.015268 | 0.00031594 | 0.015597 | 0.0012235 | 0.015265 | 0.00033188 | 0.015268 | 0.00026837 | 0.014874 | 6.3509e-05 | 0.97572
660 | 54829.1573 | 0.93005 | 0.94494 | 1.0592 | 1.8373 | 10.1844 | 2.9206 | 1.4405 | 1.6939 | 1.1772 | 0.074534 | 6.3445 | 3.1844 | 0.25248 | 0.28522 | 0.12539 | 0.34194 | 0.067521 | 0.14681 | 0.39814 | 0.24539 | 2.496 | 2.2036 | 0.09564 | 2.0312 | 0.40582 | 0.012918 | 0.60532 | 0.47881 | 0.11344 | 0.062862 | 7.854 | 6.0334 | 15.0443 | 0.54135 | 17.6417 | 2618.8907 | 0 | 0 | 0.99006 | 0.018976 | 0.76713 | 0.019491 | 0.47397 | 0.00091891 | 0 | 0 | 0 | 0 | 0.037662 | 0.0016323 | 0.060352 | 0.00034884 | 0 | 0 | 4.3585 | 0.26834 | 0.025637 | 0.018643 | 0.015268 | 0.00033209 | 0.015597 | 0.0012835 | 0.015265 | 0.00034884 | 0.015268 | 0.00028208 | 0.014874 | 6.6755e-05 | 0.82411
661 | 48338.7045 | 0.9215 | 0.79537 | 1.5091 | 1.5323 | 12.2866 | 2.737 | 1.6801 | 1.2877 | 0.39853 | 0.05921 | 9.7581 | 1.6333 | 0.24762 | 0.38225 | 0.13365 | 0.28538 | 0.091118 | 0.1311 | 0.3583 | 0.17086 | 2.3237 | 2.444 | 0.10284 | 1.942 | 0.45185 | 0.015719 | 0.61948 | 0.5388 | 0.12703 | 0.06225 | 13.6487 | 7.9625 | 15.5979 | 0.56898 | 15.5614 | 2206.4167 | 0 | 0 | 0.74024 | 0.016414 | 0.71704 | 0.016491 | 0.45555 | 0.00091891 | 0 | 0 | 0 | 0 | 0.037622 | 0.0014017 | 0.057901 | 0.00029856 | 0 | 0 | 3.8571 | 0.22495 | 0.023823 | 0.016134 | 0.015268 | 0.00027968 | 0.015557 | 0.0011031 | 0.015265 | 0.00029856 | 0.01506 | 0.00024144 | 0.014874 | 5.7125e-05 | 0.7884
662 | 45195.9452 | 0.89369 | 0.99492 | 1.2268 | 1.3006 | 11.8801 | 3.6913 | 2.0611 | 1.9228 | 0.1792 | 0.07648 | 8.4434 | 2.9909 | 0.19516 | 0.34524 | 0.13081 | 0.35283 | 0.087462 | 0.11491 | 0.38021 | 0.17531 | 2.0297 | 2.1376 | 0.099208 | 1.8327 | 0.39043 | 0.013248 | 0.59757 | 0.5326 | 0.10499 | 0.070892 | 7.6835 | 7.516 | 14.8181 | 0.44546 | 15.909 | 2199.8298 | 0 | 0 | 0.88201 | 0.016317 | 0.70438 | 0.016491 | 0.47324 | 0.00091891 | 0 | 0 | 0 | 0 | 0.037622 | 0.0013704 | 0.057511 | 0.00029081 | 0 | 0 | 3.8505 | 0.22439 | 0.023778 | 0.016039 | 0.015268 | 0.0002777 | 0.015557 | 0.0010796 | 0.015265 | 0.00029081 | 0.01506 | 0.00023515 | 0.014874 | 5.5656e-05 | 0.87708
663 | 51615.9096 | 0.91925 | 0.87767 | 1.2177 | 1.6729 | 12.8023 | 2.6695 | 0.83053 | 1.9532 | 1.0407 | 0.034289 | 9.9599 | 3.5409 | 0.39999 | 0.367 | 0.15842 | 0.30206 | 0.090257 | 0.11223 | 0.42467 | 0.21351 | 2.0679 | 2.3488 | 0.090296 | 1.7111 | 0.48073 | 0.012425 | 0.5872 | 0.43606 | 0.13692 | 0.074051 | 8.7722 | 8.3364 | 9.917 | 0.45055 | 16.0703 | 2424.2757 | 0 | 0 | 0.87307 | 0.01772 | 0.66233 | 0.019491 | 0.40562 | 0.00091891 | 0 | 0 | 0 | 0 | 0.037663 | 0.0015186 | 0.059265 | 0.00032399 | 0 | 0 | 4.1097 | 0.24656 | 0.024426 | 0.017413 | 0.015268 | 0.00030629 | 0.015598 | 0.0011946 | 0.015265 | 0.00032399 | 0.015268 | 0.00026199 | 0.014874 | 6.1995e-05 | 0.91097
664 | 40349.3904 | 0.79427 | 0.92812 | 1.4299 | 1.3508 | 12.6709 | 3.7266 | 2.301 | 1.6322 | 0.56282 | 0.06361 | 8.2453 | 2.5534 | 0.31201 | 0.32812 | 0.16358 | 0.27918 | 0.086346 | 0.13738 | 0.4453 | 0.16745 | 2.2109 | 2.5368 | 0.075628 | 1.8338 | 0.44035 | 0.012972 | 0.58122 | 0.5309 | 0.10219 | 0.063024 | 10.7372 | 6.5254 | 12.1828 | 0.54916 | 14.2488 | 1948.1746 | 0 | 0 | 0.76116 | 0.014597 | 0.63681 | 0.016491 | 0.40096 | 0.00091891 | 0 | 0 | 0 | 0 | 0.037624 | 0.001211 | 0.055826 | 0.00025622 | 0 | 0 | 3.5135 | 0.19644 | 0.022371 | 0.014354 | 0.01506 | 0.00024305 | 0.015558 | 0.00095478 | 0.015265 | 0.00025622 | 0.01506 | 0.00020719 | 0.014874 | 4.9033e-05 | 0.68229
665 | 43800.4073 | 0.76085 | 0.96874 | 1.1963 | 1.3378 | 8.4059 | 2.8731 | 2.7219 | 0.82884 | 0.73688 | 0.05477 | 6.8617 | 0.95491 | 0.18936 | 0.27336 | 0.13708 | 0.35473 | 0.082048 | 0.13382 | 0.46396 | 0.1642 | 2.4138 | 2.2088 | 0.10764 | 1.5507 | 0.43504 | 0.013299 | 0.51793 | 0.54212 | 0.10956 | 0.078912 | 13.9206 | 8.4616 | 13.2211 | 0.51301 | 15.7149 | 2124.5751 | 0 | 0 | 0.86669 | 0.015794 | 0.66975 | 0.016491 | 0.52814 | 0.00091891 | 0 | 0 | 0 | 0 | 0.037623 | 0.0013232 | 0.057026 | 0.00028062 | 0 | 0 | 3.7512 | 0.21605 | 0.023534 | 0.015526 | 0.015268 | 0.00026711 | 0.015557 | 0.0010425 | 0.015265 | 0.00028062 | 0.01506 | 0.00022691 | 0.014874 | 5.3707e-05 | 0.65097
666 | 39994.6823 | 0.95286 | 0.77836 | 1.3804 | 1.8052 | 9.4401 | 2.9684 | 2.3494 | 1.2933 | 0.20149 | 0.037725 | 6.8265 | 1.1737 | 0.1831 | 0.32572 | 0.16242 | 0.31485 | 0.072178 | 0.1234 | 0.50129 | 0.16958 | 2.2871 | 2.6906 | 0.094606 | 2.1461 | 0.44614 | 0.012027 | 0.61654 | 0.52683 | 0.11253 | 0.06451 | 14.2995 | 6.4456 | 12.8305 | 0.58117 | 14.2676 | 1876.9628 | 0 | 0 | 0.70229 | 0.013947 | 0.63403 | 0.016491 | 0.50019 | 0.00091891 | 0 | 0 | 0 | 0 | 0.037416 | 0.0011619 | 0.055344 | 0.00024643 | 0 | 0 | 3.42 | 0.18887 | 0.022065 | 0.013717 | 0.01506 | 0.00023011 | 0.015559 | 0.00091544 | 0.015057 | 0.00024643 | 0.01506 | 0.00019928 | 0.014874 | 4.7149e-05 | 0.54171
667 | 36040.3053 | 0.905 | 0.71622 | 1.2992 | 1.474 | 11.018 | 2.8372 | 1.5123 | 0.7039 | 1.1917 | 0.045025 | 6.5913 | 2.5239 | 0.35962 | 0.35495 | 0.13295 | 0.29269 | 0.076831 | 0.11971 | 0.44642 | 0.21638 | 2.5233 | 2.2281 | 0.085664 | 1.6992 | 0.45756 | 0.012398 | 0.60095 | 0.48422 | 0.12051 | 0.066267 | 7.6244 | 8.976 | 9.0104 | 0.6086 | 12.7248 | 1673.9411 | 0 | 0 | 0.66253 | 0.012595 | 0.57045 | 0.016491 | 0.37411 | 0.00091891 | 0 | 0 | 0 | 0 | 0.037416 | 0.0010353 | 0.05376 | 0.0002197 | 0 | 0 | 3.1343 | 0.16625 | 0.021423 | 0.012392 | 0.01506 | 0.00020333 | 0.015559 | 0.00081558 | 0.015057 | 0.0002197 | 0.014888 | 0.00017766 | 0.014873 | 4.2034e-05 | 0.48249
668 | 48620.7667 | 0.98809 | 0.82726 | 1.2065 | 1.5545 | 10.8178 | 1.7264 | 3.1575 | 1.1313 | 0.75389 | 0.074735 | 8.5041 | 2.8338 | 0.3556 | 0.28 | 0.11544 | 0.3975 | 0.06651 | 0.12052 | 0.46278 | 0.2115 | 2.3936 | 2.2466 | 0.092352 | 1.5633 | 0.44404 | 0.013764 | 0.59343 | 0.44888 | 0.12461 | 0.061191 | 10.3613 | 8.4295 | 14.5052 | 0.51486 | 15.6725 | 2247.1781 | 0 | 0 | 0.82802 | 0.016632 | 0.70604 | 0.016491 | 0.4081 | 0.00091891 | 0 | 0 | 0 | 0 | 0.037622 | 0.0014188 | 0.058066 | 0.00030219 | 0 | 0 | 3.9122 | 0.22962 | 0.023924 | 0.016348 | 0.015268 | 0.0002841 | 0.015556 | 0.0011166 | 0.015265 | 0.00030219 | 0.01506 | 0.00024437 | 0.014874 | 5.7821e-05 | 0.60911
669 | 54396.3098 | 0.89795 | 0.79876 | 1.4809 | 1.8329 | 13.0937 | 0.88763 | 3.2549 | 0.42399 | 0.061552 | 0.020884 | 6.0801 | 3.6002 | 0.14071 | 0.32584 | 0.17132 | 0.38814 | 0.075712 | 0.11472 | 0.34725 | 0.18782 | 2.0627 | 2.1593 | 0.098288 | 1.8176 | 0.42329 | 0.013256 | 0.61142 | 0.45163 | 0.10915 | 0.061828 | 11.5043 | 6.1854 | 9.7804 | 0.5141 | 16.6233 | 2477.4177 | 0 | 0 | 0.7839 | 0.01815 | 0.66554 | 0.019491 | 0.55521 | 0.00091891 | 0 | 0 | 0 | 0 | 0.037662 | 0.0015699 | 0.059797 | 0.00033569 | 0 | 0 | 4.1756 | 0.25228 | 0.024624 | 0.017835 | 0.015268 | 0.00031511 | 0.015597 | 0.0012342 | 0.015265 | 0.00033569 | 0.015268 | 0.00027147 | 0.014874 | 6.4225e-05 | 0.7601
670 | 45338.6335 | 0.80736 | 0.80188 | 1.0987 | 1.8736 | 7.2344 | 2.5664 | 1.4861 | 1.0048 | 0.31658 | 0.036432 | 6.1767 | 3.0124 | 0.18162 | 0.29704 | 0.15152 | 0.34734 | 0.081582 | 0.14814 | 0.46044 | 0.18845 | 2.1792 | 2.2023 | 0.085694 | 1.6778 | 0.45134 | 0.010799 | 0.57386 | 0.51364 | 0.12045 | 0.076259 | 9.9417 | 9.4358 | 9.0041 | 0.63188 | 15.0103 | 2087.3512 | 0 | 0 | 0.82182 | 0.015581 | 0.61177 | 0.016491 | 0.46779 | 0.00091891 | 0 | 0 | 0 | 0 | 0.037623 | 0.0013187 | 0.057044 | 0.00028057 | 0 | 0 | 3.7 | 0.21178 | 0.023435 | 0.015318 | 0.015268 | 0.00026286 | 0.015557 | 0.0010381 | 0.015265 | 0.00028057 | 0.01506 | 0.00022688 | 0.014874 | 5.3683e-05 | 0.58031
671 | 46819.0762 | 0.88518 | 0.93198 | 0.95796 | 1.4404 | 15.807 | 0.63617 | 3.7523 | 0.81312 | 0.071206 | 0.026014 | 9.6637 | 1.868 | 0.15444 | 0.27978 | 0.14873 | 0.36113 | 0.083067 | 0.15844 | 0.40862 | 0.17803 | 2.1526 | 1.9843 | 0.080181 | 1.5954 | 0.42012 | 0.011256 | 0.54425 | 0.48195 | 0.12958 | 0.071868 | 8.2441 | 7.522 | 8.3792 | 0.57677 | 16.0913 | 2234.0418 | 0 | 0 | 0.95708 | 0.016546 | 0.61472 | 0.016491 | 0.53607 | 0.00091891 | 0 | 0 | 0 | 0 | 0.037622 | 0.0013983 | 0.05782 | 0.00029719 | 0 | 0 | 3.8953 | 0.22818 | 0.023884 | 0.016263 | 0.015268 | 0.00028234 | 0.015557 | 0.0011011 | 0.015265 | 0.00029719 | 0.01506 | 0.00024032 | 0.014874 | 5.6872e-05 | 0.6785
672 | 49098.1798 | 0.88482 | 0.74401 | 1.4796 | 1.738 | 12.8327 | 1.3291 | 0.90755 | 0.79741 | 1.0079 | 0.076368 | 8.4378 | 3.5196 | 0.40956 | 0.27467 | 0.14481 | 0.40037 | 0.078633 | 0.14509 | 0.53298 | 0.19382 | 2.227 | 2.243 | 0.098641 | 1.7922 | 0.42509 | 0.014927 | 0.63041 | 0.56161 | 0.12084 | 0.067439 | 8.9045 | 8.7298 | 11.8903 | 0.65527 | 15.1109 | 2225.5101 | 0 | 0 | 0.7257 | 0.016402 | 0.66171 | 0.016491 | 0.3898 | 0.00091891 | 0 | 0 | 0 | 0 | 0.037622 | 0.0014066 | 0.057975 | 0.00030001 | 0 | 0 | 3.8857 | 0.22737 | 0.023817 | 0.016123 | 0.015268 | 0.00027946 | 0.015557 | 0.0011066 | 0.015265 | 0.00030001 | 0.01506 | 0.00024261 | 0.014873 | 5.7394e-05 | 0.53158
673 | 47240.4504 | 0.87908 | 0.8156 | 1.291 | 1.4716 | 14.2127 | 2.5923 | 3.1545 | 1.3147 | 0.94453 | 0.074363 | 9.2021 | 1.089 | 0.2475 | 0.37602 | 0.14442 | 0.32301 | 0.073835 | 0.12761 | 0.37279 | 0.19692 | 2.2709 | 2.072 | 0.074329 | 1.9126 | 0.52044 | 0.013918 | 0.62623 | 0.54949 | 0.13567 | 0.064177 | 7.5897 | 6.9641 | 8.0812 | 0.53593 | 15.2986 | 2189.1561 | 0 | 0 | 0.79036 | 0.016184 | 0.602 | 0.016491 | 0.48619 | 0.00091891 | 0 | 0 | 0 | 0 | 0.037622 | 0.0013768 | 0.057635 | 0.00029296 | 0 | 0 | 3.8374 | 0.22329 | 0.023716 | 0.015909 | 0.015268 | 0.00027501 | 0.015557 | 0.0010838 | 0.015265 | 0.00029296 | 0.01506 | 0.00023691 | 0.014874 | 5.6054e-05 | 0.78127
674 | 46913.887 | 0.83982 | 0.99607 | 1.0512 | 1.7662 | 6.1639 | 2.5171 | 0.63194 | 1.6767 | 0.06268 | 0.025524 | 7.8515 | 1.8611 | 0.24151 | 0.37455 | 0.15851 | 0.3115 | 0.081188 | 0.10178 | 0.46991 | 0.17634 | 2.6388 | 2.5829 | 0.096353 | 2.1384 | 0.47387 | 0.01309 | 0.66085 | 0.41029 | 0.14562 | 0.071913 | 12.9874 | 7.8577 | 13.5518 | 0.38178 | 16.2247 | 2269.1277 | 0 | 0 | 0.95632 | 0.016845 | 0.6962 | 0.016491 | 0.46188 | 0.00091891 | 0 | 0 | 0 | 0 | 0.037622 | 0.0014197 | 0.058033 | 0.00030193 | 0 | 0 | 3.9398 | 0.23196 | 0.024022 | 0.016556 | 0.015268 | 0.00028847 | 0.015556 | 0.0011178 | 0.015265 | 0.00030193 | 0.01506 | 0.00024414 | 0.014874 | 5.7784e-05 | 0.98913
675 | 48498.3503 | 0.97638 | 0.99976 | 1.2364 | 1.3624 | 15.0028 | 1.6532 | 1.2487 | 0.99636 | 0.35266 | 0.072482 | 9.1776 | 3.9881 | 0.18336 | 0.31493 | 0.11504 | 0.33607 | 0.085744 | 0.15519 | 0.46921 | 0.19306 | 2.3295 | 2.6972 | 0.085856 | 2.047 | 0.39432 | 0.012343 | 0.67896 | 0.45839 | 0.10153 | 0.076848 | 9.9261 | 8.7756 | 13.0411 | 0.55371 | 16.5003 | 2368.7488 | 0 | 0 | 0.90814 | 0.017339 | 0.70744 | 0.019491 | 0.48935 | 0.00091891 | 0 | 0 | 0 | 0 | 0.037663 | 0.0014685 | 0.058719 | 0.00031231 | 0 | 0 | 4.0388 | 0.24044 | 0.024251 | 0.01704 | 0.015268 | 0.00029848 | 0.015598 | 0.0011562 | 0.015265 | 0.00031231 | 0.015268 | 0.00025254 | 0.014874 | 5.9771e-05 | 0.8638
676 | 37365.0084 | 0.88209 | 0.85655 | 1.1648 | 1.2126 | 8.3935 | 1.0556 | 2.0796 | 0.98752 | 0.73886 | 0.031024 | 6.1906 | 2.3855 | 0.30976 | 0.29798 | 0.14775 | 0.32941 | 0.094461 | 0.12216 | 0.50542 | 0.21212 | 2.6468 | 2.7041 | 0.07006 | 1.8285 | 0.44741 | 0.014094 | 0.48164 | 0.54733 | 0.099793 | 0.070991 | 10.9772 | 9.4874 | 15.0811 | 0.55899 | 13.7081 | 1785.6715 | 0 | 0 | 0.76729 | 0.013452 | 0.65127 | 0.016491 | 0.38207 | 0.00091891 | 0 | 0 | 0 | 0 | 0.037416 | 0.0011055 | 0.054679 | 0.00023387 | 0 | 0 | 3.2899 | 0.17847 | 0.02183 | 0.013231 | 0.01506 | 0.00022022 | 0.015559 | 0.00087163 | 0.015057 | 0.00023387 | 0.01506 | 0.00018911 | 0.014874 | 4.4752e-05 | 0.51973
677 | 43303.1221 | 0.77466 | 0.78579 | 1.4418 | 1.7326 | 7.5965 | 1.8102 | 2.4282 | 0.73523 | 0.80192 | 0.022974 | 6.5252 | 1.6226 | 0.19761 | 0.37779 | 0.12802 | 0.39025 | 0.0745 | 0.12663 | 0.39979 | 0.21194 | 2.0537 | 2.1305 | 0.078215 | 1.6891 | 0.37537 | 0.013105 | 0.61962 | 0.51688 | 0.14429 | 0.072027 | 8.053 | 7.8936 | 8.9625 | 0.54125 | 14.3993 | 1997.0943 | 0 | 0 | 0.71622 | 0.014929 | 0.59849 | 0.016491 | 0.46446 | 0.00091891 | 0 | 0 | 0 | 0 | 0.037623 | 0.0012575 | 0.056389 | 0.00026714 | 0 | 0 | 3.5796 | 0.20184 | 0.022527 | 0.014679 | 0.015268 | 0.00024973 | 0.015558 | 0.00099034 | 0.015265 | 0.00026714 | 0.01506 | 0.00021602 | 0.014874 | 5.1112e-05 | 0.68805
678 | 49255.0775 | 0.76056 | 0.79869 | 1.512 | 1.4582 | 11.2661 | 1.2961 | 0.69006 | 1.3806 | 0.87482 | 0.039844 | 9.2596 | 2.6326 | 0.35307 | 0.29834 | 0.14879 | 0.37481 | 0.09411 | 0.12554 | 0.49216 | 0.20268 | 2.1273 | 2.6584 | 0.07884 | 1.7017 | 0.44657 | 0.012148 | 0.58808 | 0.39446 | 0.11937 | 0.068042 | 10.2542 | 7.4037 | 8.1064 | 0.55176 | 15.0594 | 2241.565 | 0 | 0 | 0.74687 | 0.01669 | 0.6126 | 0.016491 | 0.40342 | 0.00091891 | 0 | 0 | 0 | 0 | 0.037664 | 0.0014292 | 0.058181 | 0.00030457 | 0 | 0 | 3.9022 | 0.22877 | 0.023951 | 0.016405 | 0.015268 | 0.00028528 | 0.015598 | 0.0011247 | 0.015265 | 0.00030457 | 0.01506 | 0.00024629 | 0.014874 | 5.8276e-05 | 0.63022
679 | 39375.624 | 0.81299 | 0.91036 | 1.4126 | 1.7955 | 10.8436 | 3.0819 | 2.3602 | 0.67563 | 0.8001 | 0.07107 | 6.455 | 2.9149 | 0.35221 | 0.31076 | 0.14709 | 0.31412 | 0.076804 | 0.13696 | 0.44295 | 0.20129 | 2.251 | 2.5376 | 0.07492 | 2.1545 | 0.44202 | 0.015614 | 0.61633 | 0.48972 | 0.12963 | 0.082324 | 12.6214 | 6.9709 | 15.2418 | 0.54255 | 14.0971 | 1896.2167 | 0 | 0 | 0.74967 | 0.014239 | 0.66695 | 0.016491 | 0.38255 | 0.00091891 | 0 | 0 | 0 | 0 | 0.037624 | 0.001178 | 0.055483 | 0.00024942 | 0 | 0 | 3.4424 | 0.19068 | 0.022203 | 0.014003 | 0.01506 | 0.00023594 | 0.015559 | 0.00092855 | 0.015265 | 0.00024942 | 0.01506 | 0.00020169 | 0.014874 | 4.7733e-05 | 0.61572
680 | 49579.2428 | 0.99986 | 0.86792 | 1.1105 | 1.5136 | 12.6471 | 2.1153 | 1.442 | 1.1439 | 0.82534 | 0.052749 | 9.3624 | 1.2966 | 0.20584 | 0.28079 | 0.1309 | 0.33836 | 0.08189 | 0.13386 | 0.47719 | 0.16986 | 2.1552 | 2.5639 | 0.095296 | 1.7849 | 0.4246 | 0.013052 | 0.60783 | 0.48305 | 0.12028 | 0.069724 | 11.9267 | 9.6799 | 13.2704 | 0.54019 | 16.3262 | 2324.0219 | 0 | 0 | 0.88628 | 0.017087 | 0.70677 | 0.019491 | 0.49547 | 0.00091891 | 0 | 0 | 0 | 0 | 0.037663 | 0.0014596 | 0.058677 | 0.000311 | 0 | 0 | 3.979 | 0.23531 | 0.024134 | 0.016794 | 0.015268 | 0.00029336 | 0.015598 | 0.0011486 | 0.015265 | 0.000311 | 0.015268 | 0.00025149 | 0.014874 | 5.9514e-05 | 0.66048
681 | 38307.7849 | 0.96743 | 0.90485 | 1.0823 | 1.597 | 6.5388 | 3.3276 | 2.3294 | 1.4777 | 0.89155 | 0.031176 | 7.2065 | 1.374 | 0.29486 | 0.28157 | 0.14592 | 0.37622 | 0.080903 | 0.14234 | 0.45075 | 0.22635 | 2.1279 | 2.6759 | 0.085223 | 1.8256 | 0.41183 | 0.013406 | 0.53649 | 0.57495 | 0.13999 | 0.068233 | 9.1504 | 8.1947 | 10.7785 | 0.55417 | 14.2448 | 1877.7162 | 0 | 0 | 0.82203 | 0.013903 | 0.61056 | 0.016491 | 0.44383 | 0.00091891 | 0 | 0 | 0 | 0 | 0.037416 | 0.0011466 | 0.055138 | 0.00024272 | 0 | 0 | 3.4228 | 0.18909 | 0.022044 | 0.013674 | 0.01506 | 0.00022922 | 0.015559 | 0.00090384 | 0.015057 | 0.00024272 | 0.01506 | 0.00019627 | 0.014874 | 4.6453e-05 | 0.53876
682 | 41499.7716 | 0.99563 | 0.92632 | 0.99816 | 1.8614 | 7.7206 | 4.6491 | 2.0527 | 1.655 | 0.87024 | 0.044156 | 9.4951 | 1.93 | 0.42743 | 0.34101 | 0.15865 | 0.28964 | 0.082475 | 0.13025 | 0.47808 | 0.20463 | 2.2584 | 1.7327 | 0.087492 | 2.1912 | 0.47288 | 0.011586 | 0.57893 | 0.45007 | 0.11886 | 0.068335 | 14.1346 | 6.1052 | 10.3859 | 0.51372 | 14.621 | 1997.8141 | 0 | 0 | 0.89016 | 0.014937 | 0.61986 | 0.016491 | 0.39232 | 0.00091891 | 0 | 0 | 0 | 0 | 0.037624 | 0.001243 | 0.056195 | 0.00026356 | 0 | 0 | 3.5809 | 0.20195 | 0.022531 | 0.014687 | 0.015268 | 0.00024991 | 0.015558 | 0.00097943 | 0.015265 | 0.00026356 | 0.01506 | 0.00021312 | 0.014874 | 5.0439e-05 | 0.7276
683 | 52716.891 | 0.90045 | 0.91166 | 0.9709 | 1.8429 | 13.5886 | 3.0926 | 2.028 | 1.9615 | 0.065393 | 0.059431 | 8.9811 | 3.8828 | 0.34093 | 0.38415 | 0.15459 | 0.36942 | 0.081607 | 0.10765 | 0.52525 | 0.17546 | 2.1948 | 2.4483 | 0.09351 | 1.7759 | 0.41617 | 0.011306 | 0.60659 | 0.43818 | 0.12761 | 0.075355 | 9.8917 | 6.8204 | 14.071 | 0.42723 | 16.9608 | 2503.1312 | 0 | 0 | 0.98912 | 0.018198 | 0.73745 | 0.019491 | 0.42156 | 0.00091891 | 0 | 0 | 0 | 0 | 0.037663 | 0.001561 | 0.059676 | 0.0003333 | 0 | 0 | 4.212 | 0.25546 | 0.024646 | 0.017882 | 0.015268 | 0.00031612 | 0.015597 | 0.0012276 | 0.015265 | 0.0003333 | 0.015268 | 0.00026952 | 0.014874 | 6.3781e-05 | 1.0207
684 | 52610.9568 | 0.77445 | 0.91645 | 1.2815 | 1.3985 | 13.3233 | 4.7382 | 3.0012 | 1.0548 | 1.0725 | 0.072984 | 9.367 | 3.8361 | 0.33769 | 0.30549 | 0.13516 | 0.37496 | 0.093811 | 0.11754 | 0.47028 | 0.18923 | 2.2749 | 2.4157 | 0.079827 | 1.9468 | 0.43563 | 0.015085 | 0.58523 | 0.5259 | 0.10606 | 0.077271 | 9.1729 | 7.1549 | 8.7174 | 0.47921 | 16.3428 | 2499.2408 | 0 | 0 | 0.88244 | 0.018186 | 0.64972 | 0.019491 | 0.42265 | 0.00091891 | 0 | 0 | 0 | 0 | 0.037663 | 0.0015602 | 0.05965 | 0.00033274 | 0 | 0 | 4.2067 | 0.25499 | 0.02464 | 0.01787 | 0.015268 | 0.00031581 | 0.015597 | 0.0012275 | 0.015265 | 0.00033274 | 0.015268 | 0.00026906 | 0.014874 | 6.3671e-05 | 0.81526
685 | 47976.0323 | 0.85128 | 0.86857 | 1.0907 | 1.6975 | 7.0552 | 2.0692 | 0.95896 | 1.15 | 0.70862 | 0.051801 | 6.8434 | 3.7766 | 0.41465 | 0.38844 | 0.12245 | 0.37713 | 0.07901 | 0.14774 | 0.45325 | 0.18042 | 1.8484 | 2.4687 | 0.090857 | 2.1098 | 0.44447 | 0.015064 | 0.56778 | 0.43236 | 0.11233 | 0.071335 | 10.2321 | 6.3544 | 8.1191 | 0.59819 | 15.3739 | 2256.5583 | 0 | 0 | 0.881 | 0.016619 | 0.60747 | 0.016491 | 0.39119 | 0.00091891 | 0 | 0 | 0 | 0 | 0.037622 | 0.0014133 | 0.058004 | 0.00030097 | 0 | 0 | 3.9266 | 0.23084 | 0.023918 | 0.016336 | 0.015268 | 0.00028387 | 0.015557 | 0.0011123 | 0.015265 | 0.00030097 | 0.01506 | 0.00024338 | 0.014874 | 5.7593e-05 | 0.88493
686 | 42229.6971 | 0.95101 | 0.77123 | 1.2139 | 1.6346 | 15.3441 | 3.9678 | 2.1149 | 1.8277 | 1.0939 | 0.076174 | 8.1927 | 3.1316 | 0.22622 | 0.3175 | 0.14309 | 0.34368 | 0.074354 | 0.1339 | 0.37313 | 0.1895 | 2.2303 | 2.027 | 0.094596 | 1.9875 | 0.45324 | 0.0142 | 0.539 | 0.39614 | 0.11846 | 0.074987 | 9.5834 | 8.5927 | 15.2286 | 0.61523 | 14.4594 | 1944.0959 | 0 | 0 | 0.75104 | 0.014566 | 0.67747 | 0.016491 | 0.42265 | 0.00091891 | 0 | 0 | 0 | 0 | 0.037624 | 0.001225 | 0.056039 | 0.00026009 | 0 | 0 | 3.5075 | 0.19596 | 0.022357 | 0.014323 | 0.01506 | 0.00024244 | 0.015558 | 0.00096495 | 0.015265 | 0.00026009 | 0.01506 | 0.00021032 | 0.014874 | 4.9765e-05 | 0.55156
687 | 37229.5077 | 0.90574 | 0.72452 | 0.96162 | 1.4112 | 13.6239 | 2.526 | 0.78114 | 1.5601 | 0.76217 | 0.064781 | 8.0244 | 0.57179 | 0.32116 | 0.2764 | 0.14744 | 0.29209 | 0.086264 | 0.11432 | 0.46405 | 0.23766 | 2.4524 | 2.4345 | 0.094736 | 1.4682 | 0.47674 | 0.013097 | 0.50103 | 0.48285 | 0.10428 | 0.068254 | 11.5428 | 7.9455 | 8.1312 | 0.60412 | 13.5102 | 1717.978 | 0 | 0 | 0.75825 | 0.012966 | 0.5656 | 0.016491 | 0.48083 | 0.00091891 | 0 | 0 | 0 | 0 | 0.037416 | 0.0010715 | 0.054172 | 0.00022731 | 0 | 0 | 3.1949 | 0.17098 | 0.021599 | 0.012755 | 0.01506 | 0.00021063 | 0.015559 | 0.00084419 | 0.015057 | 0.00022731 | 0.014888 | 0.00018382 | 0.014873 | 4.3491e-05 | 0.39334
688 | 36326.9637 | 0.82737 | 0.72032 | 1.0468 | 1.6912 | 9.1813 | 0.81612 | 0.90408 | 0.88676 | 0.52381 | 0.074971 | 8.5413 | 1.8351 | 0.26948 | 0.3722 | 0.15249 | 0.37562 | 0.088799 | 0.12211 | 0.43345 | 0.22038 | 2.0244 | 2.6672 | 0.079113 | 1.4835 | 0.4215 | 0.014079 | 0.513 | 0.57285 | 0.12479 | 0.067777 | 10.2133 | 9.6996 | 8.1373 | 0.61557 | 12.8863 | 1672.7932 | 0 | 0 | 0.72406 | 0.01269 | 0.56297 | 0.016491 | 0.38751 | 0.00091891 | 0 | 0 | 0 | 0 | 0.037416 | 0.0010438 | 0.053863 | 0.00022158 | 0 | 0 | 3.1297 | 0.16589 | 0.021468 | 0.012485 | 0.01506 | 0.00020521 | 0.015559 | 0.00082217 | 0.015057 | 0.00022158 | 0.014888 | 0.00017919 | 0.014873 | 4.2395e-05 | 0.51333
689 | 51150.703 | 0.88407 | 0.85875 | 1.2719 | 1.1328 | 7.7007 | 2.3261 | 2.6943 | 1.8648 | 0.97376 | 0.045178 | 6.6283 | 3.1115 | 0.33942 | 0.29539 | 0.12695 | 0.25819 | 0.073173 | 0.12035 | 0.41632 | 0.18682 | 1.9678 | 2.059 | 0.083651 | 1.8131 | 0.36675 | 0.012601 | 0.55998 | 0.3784 | 0.1189 | 0.076124 | 11.057 | 9.1964 | 12.7562 | 0.49758 | 16.1618 | 2400.2289 | 0 | 0 | 0.84441 | 0.017506 | 0.70611 | 0.019491 | 0.41982 | 0.00091891 | 0 | 0 | 0 | 0 | 0.037663 | 0.001501 | 0.059076 | 0.00031974 | 0 | 0 | 4.0801 | 0.244 | 0.024328 | 0.017204 | 0.015268 | 0.00030186 | 0.015598 | 0.0011813 | 0.015265 | 0.00031974 | 0.015268 | 0.00025856 | 0.014874 | 6.1181e-05 | 0.70743
690 | 55467.4236 | 0.96636 | 0.77756 | 1.2538 | 1.6106 | 12.2055 | 1.3957 | 1.7516 | 1.2175 | 0.56824 | 0.076573 | 7.469 | 0.86704 | 0.43206 | 0.35266 | 0.11264 | 0.36453 | 0.090982 | 0.14456 | 0.37058 | 0.23152 | 2.4287 | 2.2271 | 0.097335 | 1.8794 | 0.46031 | 0.012503 | 0.4956 | 0.51671 | 0.1069 | 0.072817 | 9.1184 | 8.2039 | 14.1845 | 0.64338 | 16.8899 | 2526.1345 | 0 | 0 | 0.83306 | 0.01835 | 0.74231 | 0.019491 | 0.47628 | 0.00091891 | 0 | 0 | 0 | 0 | 0.037662 | 0.0015937 | 0.060027 | 0.00034086 | 0 | 0 | 4.2408 | 0.25798 | 0.024716 | 0.018031 | 0.015268 | 0.0003192 | 0.015597 | 0.0012528 | 0.015265 | 0.00034086 | 0.015268 | 0.00027565 | 0.014873 | 6.5211e-05 | 0.81231
691 | 44901.9367 | 0.78828 | 0.9986 | 1.5542 | 1.8668 | 12.8698 | 4.612 | 1.5787 | 0.90681 | 1.0842 | 0.038521 | 7.3518 | 1.8382 | 0.41409 | 0.33534 | 0.14052 | 0.27981 | 0.074663 | 0.12911 | 0.4671 | 0.23621 | 1.8499 | 2.1228 | 0.09 | 2.0412 | 0.36953 | 0.014729 | 0.54873 | 0.52772 | 0.12183 | 0.078843 | 10.4034 | 9.7763 | 9.4382 | 0.4753 | 15.1228 | 2189.7324 | 0 | 0 | 0.80047 | 0.016245 | 0.62613 | 0.016491 | 0.41239 | 0.00091891 | 0 | 0 | 0 | 0 | 0.037622 | 0.0013675 | 0.057514 | 0.00029089 | 0 | 0 | 3.8371 | 0.22326 | 0.023744 | 0.015969 | 0.015268 | 0.0002763 | 0.015557 | 0.0010767 | 0.015265 | 0.00029089 | 0.01506 | 0.0002352 | 0.014874 | 5.5686e-05 | 0.85079
692 | 51295.3199 | 0.90901 | 0.95839 | 1.3376 | 1.3124 | 9.2687 | 1.4565 | 0.59492 | 1.1517 | 0.46164 | 0.036453 | 7.1611 | 1.6612 | 0.14489 | 0.36324 | 0.1332 | 0.27352 | 0.068075 | 0.13595 | 0.36504 | 0.20075 | 2.0182 | 2.0289 | 0.096601 | 1.5932 | 0.42804 | 0.013959 | 0.51407 | 0.45802 | 0.13097 | 0.061929 | 9.4903 | 7.5567 | 8.9122 | 0.49458 | 16.7746 | 2450.2833 | 0 | 0 | 0.87923 | 0.017996 | 0.65045 | 0.019491 | 0.57142 | 0.00091891 | 0 | 0 | 0 | 0 | 0.037663 | 0.0015368 | 0.059405 | 0.00032735 | 0 | 0 | 4.1407 | 0.24925 | 0.024553 | 0.017684 | 0.015268 | 0.00031191 | 0.015597 | 0.0012094 | 0.015265 | 0.00032735 | 0.015268 | 0.0002647 | 0.014874 | 6.2646e-05 | 0.99938
693 | 45180.8907 | 0.86955 | 0.77232 | 1.1735 | 1.5152 | 12.4765 | 3.8069 | 1.3747 | 1.6384 | 0.43031 | 0.052665 | 6.479 | 0.99962 | 0.12732 | 0.28959 | 0.16776 | 0.36292 | 0.078572 | 0.12792 | 0.49464 | 0.22299 | 2.3385 | 2.0375 | 0.089718 | 1.6877 | 0.45833 | 0.012922 | 0.52806 | 0.5677 | 0.13363 | 0.076989 | 12.6083 | 6.6546 | 14.6779 | 0.57221 | 15.5804 | 2068.0767 | 0 | 0 | 0.78368 | 0.015413 | 0.68575 | 0.016491 | 0.57425 | 0.00091891 | 0 | 0 | 0 | 0 | 0.037623 | 0.0013073 | 0.056923 | 0.00027799 | 0 | 0 | 3.675 | 0.20971 | 0.023356 | 0.015154 | 0.015268 | 0.00025945 | 0.015557 | 0.0010293 | 0.015265 | 0.00027799 | 0.01506 | 0.0002248 | 0.014874 | 5.3188e-05 | 0.53909
694 | 40915.3684 | 0.92369 | 0.71865 | 1.3273 | 1.3342 | 10.5113 | 2.361 | 0.99146 | 0.51982 | 1.1799 | 0.024874 | 6.3182 | 3.6802 | 0.27402 | 0.32228 | 0.12331 | 0.31362 | 0.091709 | 0.12579 | 0.51038 | 0.23166 | 2.2264 | 2.2987 | 0.096434 | 1.8291 | 0.39628 | 0.014041 | 0.4706 | 0.45272 | 0.12474 | 0.068748 | 6.6327 | 7.1418 | 10.6763 | 0.62029 | 13.6488 | 1860.9041 | 0 | 0 | 0.69148 | 0.013993 | 0.6104 | 0.016491 | 0.39166 | 0.00091891 | 0 | 0 | 0 | 0 | 0.037624 | 0.0011747 | 0.055488 | 0.0002491 | 0 | 0 | 3.3933 | 0.18672 | 0.022086 | 0.013762 | 0.01506 | 0.00023098 | 0.015559 | 0.00092555 | 0.015265 | 0.0002491 | 0.01506 | 0.00020144 | 0.014873 | 4.7657e-05 | 0.4992
695 | 42951.9748 | 0.94798 | 0.89004 | 1.3081 | 1.2657 | 12.4318 | 2.0773 | 1.6423 | 0.40578 | 1.0608 | 0.021567 | 9.7247 | 2.5585 | 0.39088 | 0.34755 | 0.10944 | 0.36099 | 0.071742 | 0.1431 | 0.44588 | 0.22792 | 2.2778 | 2.2887 | 0.082474 | 1.672 | 0.36502 | 0.012853 | 0.62577 | 0.49201 | 0.11756 | 0.063807 | 10.1584 | 8.8149 | 13.5362 | 0.56194 | 14.714 | 2045.72 | 0 | 0 | 0.79196 | 0.01523 | 0.66437 | 0.016491 | 0.39142 | 0.00091891 | 0 | 0 | 0 | 0 | 0.037623 | 0.0012769 | 0.056554 | 0.00027072 | 0 | 0 | 3.6463 | 0.20733 | 0.02327 | 0.014974 | 0.015268 | 0.00025574 | 0.015558 | 0.0010062 | 0.015265 | 0.00027072 | 0.01506 | 0.00021891 | 0.014874 | 5.1807e-05 | 0.73048
696 | 45313.3536 | 0.85887 | 0.79646 | 1.1078 | 1.5904 | 12.825 | 0.90903 | 0.5717 | 1.2126 | 0.97178 | 0.02669 | 8.6397 | 0.67615 | 0.27883 | 0.27353 | 0.16134 | 0.38949 | 0.080068 | 0.11248 | 0.35547 | 0.19164 | 2.0816 | 2.3309 | 0.087764 | 1.9708 | 0.39705 | 0.012756 | 0.47189 | 0.50558 | 0.13252 | 0.062974 | 10.7218 | 6.8673 | 14.8578 | 0.50493 | 15.3974 | 2082.0065 | 0 | 0 | 0.81596 | 0.015552 | 0.69066 | 0.016491 | 0.49359 | 0.00091891 | 0 | 0 | 0 | 0 | 0.037623 | 0.0013178 | 0.057029 | 0.00028025 | 0 | 0 | 3.6926 | 0.21117 | 0.023421 | 0.01529 | 0.015268 | 0.00026226 | 0.015557 | 0.0010376 | 0.015265 | 0.00028025 | 0.01506 | 0.00022662 | 0.014874 | 5.3623e-05 | 0.52979
697 | 41628.2358 | 0.86139 | 0.88249 | 1.5031 | 1.525 | 10.2008 | 3.5502 | 1.5039 | 0.90181 | 0.22927 | 0.037788 | 8.4984 | 2.5202 | 0.40097 | 0.33127 | 0.13349 | 0.31768 | 0.075 | 0.15951 | 0.48648 | 0.19821 | 2.2161 | 2.3274 | 0.10356 | 1.6862 | 0.43414 | 0.01389 | 0.56079 | 0.47166 | 0.12962 | 0.056695 | 9.8944 | 7.8815 | 12.6259 | 0.61603 | 14.2371 | 1980.0758 | 0 | 0 | 0.73606 | 0.014815 | 0.64598 | 0.016491 | 0.37817 | 0.00091891 | 0 | 0 | 0 | 0 | 0.037624 | 0.0012369 | 0.056131 | 0.00026216 | 0 | 0 | 3.5568 | 0.19997 | 0.022474 | 0.014568 | 0.01506 | 0.00024744 | 0.015558 | 0.00097471 | 0.015265 | 0.00026216 | 0.01506 | 0.00021199 | 0.014874 | 5.0171e-05 | 0.66782
698 | 50211.8561 | 0.92888 | 0.75344 | 1.4459 | 1.6287 | 12.5571 | 2.7663 | 2.6789 | 1.888 | 0.8542 | 0.064592 | 6.5451 | 2.9782 | 0.14503 | 0.28817 | 0.16022 | 0.29612 | 0.069468 | 0.13422 | 0.42743 | 0.1891 | 2.2044 | 2.4176 | 0.084638 | 1.9934 | 0.43933 | 0.013207 | 0.6696 | 0.51345 | 0.13343 | 0.073037 | 9.5613 | 8.2951 | 11.0811 | 0.59118 | 15.7966 | 2261.1514 | 0 | 0 | 0.74353 | 0.016763 | 0.65575 | 0.016491 | 0.53022 | 0.00091891 | 0 | 0 | 0 | 0 | 0.037664 | 0.001441 | 0.058527 | 0.00030744 | 0 | 0 | 3.9292 | 0.23107 | 0.023984 | 0.016476 | 0.015268 | 0.00028676 | 0.015598 | 0.0011335 | 0.015265 | 0.00030744 | 0.015268 | 0.00024862 | 0.014873 | 5.8818e-05 | 0.5789
699 | 44780.2731 | 0.93062 | 0.99115 | 1.0686 | 1.3164 | 15.38 | 2.4941 | 3.376 | 0.49517 | 1.1752 | 0.047053 | 8.4039 | 1.7445 | 0.31923 | 0.39235 | 0.16661 | 0.40801 | 0.072578 | 0.14039 | 0.39096 | 0.18997 | 2.1987 | 2.0982 | 0.096248 | 1.6188 | 0.38471 | 0.012606 | 0.57779 | 0.50348 | 0.12224 | 0.064618 | 7.6293 | 6.0158 | 10.6683 | 0.5048 | 15.5555 | 2179.8935 | 0 | 0 | 0.92848 | 0.016179 | 0.64097 | 0.016491 | 0.43578 | 0.00091891 | 0 | 0 | 0 | 0 | 0.037622 | 0.0013581 | 0.057386 | 0.00028817 | 0 | 0 | 3.8243 | 0.22218 | 0.023713 | 0.015904 | 0.015268 | 0.00027489 | 0.015557 | 0.0010699 | 0.015265 | 0.00028817 | 0.01506 | 0.00023302 | 0.014874 | 5.5153e-05 | 0.98297
700 | 50082.2661 | 0.75193 | 0.8675 | 0.95408 | 1.127 | 7.3894 | 2.8332 | 3.2243 | 1.0636 | 0.36991 | 0.064505 | 8.9451 | 2.0857 | 0.20523 | 0.2871 | 0.14406 | 0.3572 | 0.079417 | 0.10974 | 0.43896 | 0.21168 | 2.2483 | 2.2807 | 0.079186 | 2.078 | 0.45663 | 0.013673 | 0.56369 | 0.43741 | 0.12021 | 0.079307 | 11.1985 | 9.5075 | 13.0805 | 0.46736 | 16.5373 | 2352.6335 | 0 | 0 | 0.94795 | 0.017229 | 0.70637 | 0.019491 | 0.48818 | 0.00091891 | 0 | 0 | 0 | 0 | 0.037663 | 0.0014712 | 0.058771 | 0.00031307 | 0 | 0 | 4.0175 | 0.23861 | 0.0242 | 0.016933 | 0.015268 | 0.00029622 | 0.015598 | 0.0011581 | 0.015265 | 0.00031307 | 0.015268 | 0.00025317 | 0.014874 | 5.99e-05 | 0.68149
701 | 46851.2682 | 0.80694 | 0.73844 | 1.2482 | 1.3131 | 11.044 | 1.9006 | 2.368 | 1.617 | 1.1522 | 0.053121 | 6.456 | 1.6533 | 0.22819 | 0.35532 | 0.12567 | 0.3202 | 0.084299 | 0.10673 | 0.42394 | 0.20001 | 2.5367 | 2.2474 | 0.091986 | 1.8759 | 0.51423 | 0.013944 | 0.47577 | 0.46222 | 0.1457 | 0.066738 | 10.4963 | 9.7531 | 12.8963 | 0.50433 | 15.1251 | 2111.6272 | 0 | 0 | 0.75839 | 0.015754 | 0.66515 | 0.016491 | 0.46239 | 0.00091891 | 0 | 0 | 0 | 0 | 0.037622 | 0.0013444 | 0.057317 | 0.00028608 | 0 | 0 | 3.7319 | 0.21444 | 0.023515 | 0.015488 | 0.015268 | 0.0002663 | 0.015557 | 0.0010583 | 0.015265 | 0.00028608 | 0.01506 | 0.00023135 | 0.014873 | 5.4732e-05 | 0.65046
702 | 41104.8437 | 0.92191 | 0.99717 | 1.2755 | 1.485 | 7.1324 | 1.7878 | 2.7948 | 0.57589 | 0.1615 | 0.058826 | 9.7888 | 2.4929 | 0.21751 | 0.39385 | 0.15035 | 0.32076 | 0.063625 | 0.13227 | 0.48414 | 0.19869 | 2.2285 | 1.8759 | 0.10167 | 1.8717 | 0.37104 | 0.011528 | 0.62381 | 0.53308 | 0.12268 | 0.076237 | 11.181 | 7.7971 | 12.4503 | 0.48262 | 14.9785 | 2037.0245 | 0 | 0 | 0.83479 | 0.015082 | 0.64806 | 0.016491 | 0.4533 | 0.00091891 | 0 | 0 | 0 | 0 | 0.037623 | 0.0012549 | 0.056303 | 0.0002659 | 0 | 0 | 3.6372 | 0.20658 | 0.022599 | 0.01483 | 0.015268 | 0.0002528 | 0.015558 | 0.00098901 | 0.015265 | 0.0002659 | 0.01506 | 0.000215 | 0.014874 | 5.0899e-05 | 0.91297
703 | 45828.3347 | 0.84252 | 0.96508 | 1.4686 | 1.5928 | 6.9617 | 3.7375 | 2.9435 | 0.68771 | 0.56448 | 0.04223 | 9.7283 | 0.87387 | 0.29586 | 0.32191 | 0.12311 | 0.36081 | 0.078356 | 0.14436 | 0.45765 | 0.21108 | 1.9219 | 1.9366 | 0.10064 | 2.132 | 0.42322 | 0.013176 | 0.52495 | 0.42874 | 0.12388 | 0.077776 | 8.6886 | 8.9673 | 8.5329 | 0.53073 | 15.6151 | 2222.0222 | 0 | 0 | 0.81074 | 0.016387 | 0.61531 | 0.016491 | 0.51331 | 0.00091891 | 0 | 0 | 0 | 0 | 0.037622 | 0.0013807 | 0.057639 | 0.00029345 | 0 | 0 | 3.8816 | 0.22703 | 0.02381 | 0.016108 | 0.015268 | 0.00027915 | 0.015557 | 0.0010873 | 0.015265 | 0.00029345 | 0.01506 | 0.00023728 | 0.014874 | 5.6161e-05 | 0.7983
704 | 39183.1687 | 0.83122 | 0.73264 | 1.1626 | 1.3176 | 10.4991 | 2.303 | 1.2243 | 0.5412 | 0.83714 | 0.060473 | 9.1747 | 3.2214 | 0.32971 | 0.40153 | 0.14197 | 0.32892 | 0.075667 | 0.10444 | 0.54353 | 0.21898 | 2.3042 | 2.2691 | 0.088426 | 1.8579 | 0.52949 | 0.012024 | 0.54731 | 0.49 | 0.11672 | 0.062188 | 13.016 | 7.3617 | 9.6296 | 0.54 | 13.3487 | 1796.8409 | 0 | 0 | 0.72234 | 0.013551 | 0.58859 | 0.016491 | 0.37325 | 0.00091891 | 0 | 0 | 0 | 0 | 0.037416 | 0.0011293 | 0.054987 | 0.00023946 | 0 | 0 | 3.3045 | 0.17962 | 0.021877 | 0.013329 | 0.01506 | 0.0002222 | 0.015559 | 0.00088983 | 0.015057 | 0.00023946 | 0.01506 | 0.00019364 | 0.014873 | 4.5816e-05 | 0.60922
705 | 45902.1611 | 0.94019 | 0.82546 | 1.1822 | 1.1983 | 14.7544 | 3.3805 | 1.1138 | 1.4299 | 0.81608 | 0.0704 | 8.2337 | 2.7203 | 0.20928 | 0.37579 | 0.1537 | 0.35529 | 0.082511 | 0.14136 | 0.4423 | 0.23544 | 2.2934 | 2.1986 | 0.089694 | 1.8471 | 0.53726 | 0.013638 | 0.5531 | 0.58695 | 0.11034 | 0.068016 | 8.5645 | 6.3035 | 15.4297 | 0.60942 | 15.4442 | 2130.1823 | 0 | 0 | 0.81436 | 0.015838 | 0.70333 | 0.016491 | 0.45434 | 0.00091891 | 0 | 0 | 0 | 0 | 0.037623 | 0.0013429 | 0.05727 | 0.00028532 | 0 | 0 | 3.758 | 0.21662 | 0.023554 | 0.01557 | 0.015268 | 0.00026799 | 0.015557 | 0.0010575 | 0.015265 | 0.00028532 | 0.01506 | 0.00023073 | 0.014874 | 5.4595e-05 | 0.76979
706 | 47873.2693 | 0.80765 | 0.72184 | 1.2182 | 1.7709 | 15.3082 | 3.1459 | 2.5783 | 0.49409 | 0.29969 | 0.027875 | 8.5556 | 1.0551 | 0.40529 | 0.31431 | 0.13675 | 0.38553 | 0.080332 | 0.15167 | 0.50524 | 0.17239 | 2.2894 | 2.5236 | 0.07603 | 1.7219 | 0.40951 | 0.013605 | 0.46667 | 0.54375 | 0.1098 | 0.061733 | 7.016 | 6.3567 | 13.6498 | 0.72073 | 15.3632 | 2160.299 | 0 | 0 | 0.76358 | 0.015965 | 0.682 | 0.016491 | 0.4611 | 0.00091891 | 0 | 0 | 0 | 0 | 0.037622 | 0.0013666 | 0.05757 | 0.00029136 | 0 | 0 | 3.7996 | 0.22011 | 0.023614 | 0.015694 | 0.015268 | 0.0002706 | 0.015557 | 0.0010752 | 0.015265 | 0.00029136 | 0.01506 | 0.00023562 | 0.014873 | 5.5739e-05 | 0.57258
707 | 43172.1967 | 0.81337 | 0.84736 | 1.2075 | 1.5411 | 11.9729 | 0.77233 | 2.9266 | 1.1156 | 0.38671 | 0.046702 | 7.6395 | 3.1067 | 0.3571 | 0.37187 | 0.13808 | 0.31323 | 0.087793 | 0.14092 | 0.4258 | 0.17606 | 2.0822 | 2.4754 | 0.073191 | 1.8155 | 0.4402 | 0.012102 | 0.506 | 0.52283 | 0.11808 | 0.062309 | 10.7291 | 7.4564 | 14.058 | 0.58674 | 14.6822 | 2026.9481 | 0 | 0 | 0.79777 | 0.015136 | 0.66896 | 0.016491 | 0.39107 | 0.00091891 | 0 | 0 | 0 | 0 | 0.037623 | 0.0012711 | 0.056512 | 0.00026976 | 0 | 0 | 3.62 | 0.20516 | 0.022624 | 0.014882 | 0.015268 | 0.00025387 | 0.015558 | 0.0010013 | 0.015265 | 0.00026976 | 0.01506 | 0.00021814 | 0.014874 | 5.162e-05 | 0.73963
708 | 53627.5945 | 0.94525 | 0.84451 | 0.93825 | 1.4418 | 11.2799 | 2.0651 | 1.4951 | 1.6862 | 0.83361 | 0.029051 | 8.0991 | 1.6631 | 0.40541 | 0.30007 | 0.15523 | 0.41115 | 0.070654 | 0.13346 | 0.41961 | 0.18508 | 2.1868 | 2.6093 | 0.078145 | 1.8989 | 0.44479 | 0.012669 | 0.61779 | 0.48059 | 0.12733 | 0.06366 | 9.1541 | 9.5094 | 13.4887 | 0.54119 | 16.8418 | 2483.6948 | 0 | 0 | 0.9685 | 0.018147 | 0.72818 | 0.019491 | 0.42988 | 0.00091891 | 0 | 0 | 0 | 0 | 0.037663 | 0.0015654 | 0.059725 | 0.00033421 | 0 | 0 | 4.1849 | 0.25309 | 0.024623 | 0.017832 | 0.015268 | 0.00031502 | 0.015597 | 0.0012312 | 0.015265 | 0.00033421 | 0.015268 | 0.00027026 | 0.014874 | 6.3947e-05 | 0.73824
709 | 39960.9059 | 0.90139 | 0.92997 | 1.0383 | 1.8059 | 11.6227 | 3.8869 | 1.7873 | 1.3242 | 1.1871 | 0.031561 | 9.7844 | 1.4693 | 0.36213 | 0.33259 | 0.12112 | 0.36699 | 0.067047 | 0.12254 | 0.4132 | 0.1967 | 1.8329 | 2.3812 | 0.089987 | 1.4938 | 0.41571 | 0.013997 | 0.46434 | 0.5333 | 0.11876 | 0.070857 | 10.0853 | 6.2883 | 13.3357 | 0.49636 | 14.5178 | 1935.4552 | 0 | 0 | 0.86367 | 0.014487 | 0.64872 | 0.016491 | 0.40417 | 0.00091891 | 0 | 0 | 0 | 0 | 0.037624 | 0.0012 | 0.055722 | 0.00025415 | 0 | 0 | 3.4968 | 0.19508 | 0.022319 | 0.014246 | 0.01506 | 0.00024088 | 0.015559 | 0.00094587 | 0.015265 | 0.00025415 | 0.01506 | 0.00020551 | 0.014874 | 4.864e-05 | 0.68671
710 | 51175.4066 | 0.92204 | 0.7833 | 1.5242 | 1.4566 | 11.0722 | 2.7188 | 3.4968 | 0.9457 | 0.94841 | 0.035023 | 9.9488 | 1.9662 | 0.36648 | 0.277 | 0.14428 | 0.37398 | 0.074292 | 0.14682 | 0.37149 | 0.20853 | 1.7624 | 2.2458 | 0.093562 | 1.9602 | 0.38761 | 0.013117 | 0.54648 | 0.54534 | 0.11707 | 0.067706 | 9.965 | 8.9868 | 9.6863 | 0.63401 | 15.6398 | 2355.1412 | 0 | 0 | 0.74855 | 0.017164 | 0.65157 | 0.019491 | 0.4363 | 0.00091891 | 0 | 0 | 0 | 0 | 0.037663 | 0.0014782 | 0.058889 | 0.00031541 | 0 | 0 | 4.0225 | 0.23904 | 0.02417 | 0.016869 | 0.015268 | 0.00029493 | 0.015598 | 0.0011628 | 0.015265 | 0.00031541 | 0.015268 | 0.00025507 | 0.014874 | 6.0348e-05 | 0.59394
711 | 40030.1214 | 0.76679 | 0.87785 | 1.1231 | 1.6448 | 11.8448 | 2.2176 | 2.4907 | 1.1632 | 0.11721 | 0.025838 | 7.8831 | 3.5455 | 0.17269 | 0.33681 | 0.10795 | 0.3332 | 0.084759 | 0.11878 | 0.41061 | 0.20751 | 2.141 | 1.8185 | 0.09744 | 1.8614 | 0.42986 | 0.011014 | 0.43483 | 0.42779 | 0.11816 | 0.073443 | 13.191 | 7.7668 | 9.7521 | 0.50686 | 14.2972 | 1906.5146 | 0 | 0 | 0.81126 | 0.014322 | 0.60436 | 0.016491 | 0.44962 | 0.00091891 | 0 | 0 | 0 | 0 | 0.037624 | 0.0011887 | 0.055603 | 0.0002517 | 0 | 0 | 3.4562 | 0.19179 | 0.022242 | 0.014084 | 0.01506 | 0.00023757 | 0.015559 | 0.00093701 | 0.015265 | 0.0002517 | 0.01506 | 0.00020353 | 0.014874 | 4.8166e-05 | 0.64857
712 | 40226.6384 | 0.78062 | 0.86992 | 1.3634 | 1.2057 | 14.3125 | 4.2157 | 1.6835 | 0.74228 | 0.82074 | 0.063959 | 6.3401 | 3.4673 | 0.28185 | 0.37628 | 0.16008 | 0.32242 | 0.082241 | 0.10553 | 0.49884 | 0.22291 | 2.0309 | 2.223 | 0.081918 | 1.9648 | 0.4756 | 0.011458 | 0.49396 | 0.39245 | 0.12417 | 0.081289 | 9.1817 | 8.5864 | 14.0225 | 0.4649 | 14.2479 | 1930.5685 | 0 | 0 | 0.74875 | 0.014348 | 0.65506 | 0.016491 | 0.40236 | 0.00091891 | 0 | 0 | 0 | 0 | 0.037624 | 0.0011924 | 0.055631 | 0.00025224 | 0 | 0 | 3.4929 | 0.19476 | 0.022254 | 0.01411 | 0.01506 | 0.00023806 | 0.015559 | 0.00094021 | 0.015265 | 0.00025224 | 0.01506 | 0.00020397 | 0.014874 | 4.8267e-05 | 0.72002
713 | 46112.4723 | 0.84736 | 0.79994 | 1.3333 | 1.7668 | 13.2873 | 4.7566 | 1.3655 | 0.98169 | 0.54542 | 0.040201 | 8.4503 | 3.4809 | 0.2755 | 0.36024 | 0.14979 | 0.29494 | 0.076354 | 0.12139 | 0.40945 | 0.19521 | 2.7766 | 1.7453 | 0.0932 | 2.2246 | 0.4913 | 0.01207 | 0.57375 | 0.50069 | 0.13461 | 0.059718 | 5.8112 | 7.8136 | 12.7919 | 0.52695 | 14.9871 | 2124.214 | 0 | 0 | 0.76487 | 0.015798 | 0.66399 | 0.016491 | 0.4142 | 0.00091891 | 0 | 0 | 0 | 0 | 0.037623 | 0.0013387 | 0.057248 | 0.0002848 | 0 | 0 | 3.7501 | 0.21596 | 0.023536 | 0.01553 | 0.015268 | 0.00026722 | 0.015557 | 0.0010539 | 0.015265 | 0.0002848 | 0.01506 | 0.00023031 | 0.014874 | 5.4489e-05 | 0.71363
714 | 43264.5006 | 0.84886 | 0.83064 | 1.5377 | 1.3651 | 7.904 | 3.2489 | 3.8359 | 1.0961 | 0.76982 | 0.073681 | 6.8906 | 2.4495 | 0.43332 | 0.34606 | 0.13859 | 0.36599 | 0.07847 | 0.14031 | 0.4586 | 0.23986 | 1.8441 | 2.3049 | 0.087353 | 1.8065 | 0.36369 | 0.013187 | 0.55288 | 0.41235 | 0.11595 | 0.074506 | 10.7032 | 6.7405 | 15.2937 | 0.59337 | 14.5013 | 2021.321 | 0 | 0 | 0.71826 | 0.015096 | 0.68769 | 0.016491 | 0.37982 | 0.00091891 | 0 | 0 | 0 | 0 | 0.037623 | 0.0012688 | 0.056484 | 0.00026916 | 0 | 0 | 3.6124 | 0.20454 | 0.022606 | 0.014843 | 0.015268 | 0.00025305 | 0.015558 | 0.00099962 | 0.015265 | 0.00026916 | 0.01506 | 0.00021766 | 0.014874 | 5.1502e-05 | 0.67318
715 | 47545.609 | 0.94214 | 0.76086 | 1.0261 | 1.4295 | 13.5199 | 1.9289 | 1.5887 | 1.2826 | 0.63781 | 0.056057 | 8.6818 | 2.5458 | 0.36421 | 0.32282 | 0.1218 | 0.38706 | 0.087217 | 0.11865 | 0.3905 | 0.17782 | 2.1485 | 2.1846 | 0.092191 | 2.2565 | 0.46866 | 0.012915 | 0.54345 | 0.51482 | 0.12004 | 0.074902 | 12.0455 | 9.2192 | 14.9387 | 0.55566 | 15.3697 | 2160.4132 | 0 | 0 | 0.83817 | 0.016042 | 0.70136 | 0.016491 | 0.39938 | 0.00091891 | 0 | 0 | 0 | 0 | 0.037622 | 0.0013699 | 0.05758 | 0.00029166 | 0 | 0 | 3.7979 | 0.21996 | 0.023649 | 0.015769 | 0.015268 | 0.00027212 | 0.015557 | 0.0010782 | 0.015265 | 0.00029166 | 0.01506 | 0.00023586 | 0.014873 | 5.5801e-05 | 0.62122
716 | 46650.1684 | 0.92243 | 0.8283 | 1.4485 | 1.5938 | 9.3352 | 3.3625 | 3.529 | 1.0603 | 0.17376 | 0.033311 | 8.4832 | 2.4282 | 0.38596 | 0.36431 | 0.14598 | 0.27044 | 0.076115 | 0.12268 | 0.36963 | 0.18934 | 1.8175 | 2.2495 | 0.079474 | 1.8449 | 0.40146 | 0.013122 | 0.55869 | 0.55879 | 0.11968 | 0.077074 | 7.52 | 8.2724 | 12.9135 | 0.5283 | 15.0237 | 2153.6209 | 0 | 0 | 0.75726 | 0.016071 | 0.67022 | 0.016491 | 0.39958 | 0.00091891 | 0 | 0 | 0 | 0 | 0.037622 | 0.0013632 | 0.057493 | 0.00029 | 0 | 0 | 3.7872 | 0.21906 | 0.023663 | 0.015798 | 0.015268 | 0.00027274 | 0.015557 | 0.0010732 | 0.015265 | 0.00029 | 0.01506 | 0.00023451 | 0.014874 | 5.5487e-05 | 0.76153
717 | 50997.8889 | 0.81859 | 0.75534 | 1.0633 | 1.2528 | 10.4663 | 1.8373 | 2.7909 | 1.2794 | 0.15737 | 0.037148 | 6.1119 | 2.5816 | 0.36105 | 0.29506 | 0.15921 | 0.40115 | 0.089394 | 0.13403 | 0.44374 | 0.20023 | 2.3221 | 2.2603 | 0.086955 | 1.7295 | 0.49096 | 0.013191 | 0.43644 | 0.49925 | 0.14084 | 0.075434 | 7.2145 | 8.2473 | 12.5936 | 0.59559 | 15.8041 | 2317.0206 | 0 | 0 | 0.84723 | 0.016987 | 0.69079 | 0.019491 | 0.4093 | 0.00091891 | 0 | 0 | 0 | 0 | 0.037663 | 0.0014634 | 0.058739 | 0.00031206 | 0 | 0 | 3.9709 | 0.23462 | 0.024088 | 0.016696 | 0.015268 | 0.0002913 | 0.015598 | 0.0011514 | 0.015265 | 0.00031206 | 0.015268 | 0.00025236 | 0.014873 | 5.97e-05 | 0.60372
718 | 46319.896 | 0.81935 | 0.79271 | 0.98555 | 1.5677 | 5.752 | 4.9039 | 2.5716 | 1.699 | 0.93214 | 0.037601 | 6.8147 | 3.5265 | 0.29809 | 0.30094 | 0.16143 | 0.38748 | 0.085449 | 0.13036 | 0.44846 | 0.22026 | 2.2346 | 2.0297 | 0.074773 | 2.1976 | 0.4315 | 0.013265 | 0.60723 | 0.55894 | 0.10924 | 0.087048 | 6.8208 | 9.3715 | 11.9567 | 0.5887 | 15.166 | 2128.3619 | 0 | 0 | 0.86144 | 0.015825 | 0.65381 | 0.016491 | 0.40736 | 0.00091891 | 0 | 0 | 0 | 0 | 0.037622 | 0.0013442 | 0.057306 | 0.00028599 | 0 | 0 | 3.7555 | 0.21641 | 0.023548 | 0.015557 | 0.015268 | 0.00026775 | 0.015557 | 0.0010582 | 0.015265 | 0.00028599 | 0.01506 | 0.00023127 | 0.014874 | 5.4719e-05 | 0.59243
719 | 50273.5053 | 0.95207 | 0.76247 | 1.1984 | 1.8708 | 15.974 | 1.6019 | 3.0905 | 0.63866 | 1.018 | 0.074458 | 8.0901 | 2.5172 | 0.18436 | 0.40443 | 0.12296 | 0.31629 | 0.060908 | 0.14505 | 0.53519 | 0.19236 | 2.3989 | 1.9788 | 0.083888 | 1.8052 | 0.34585 | 0.01139 | 0.45641 | 0.48374 | 0.10533 | 0.075232 | 10.0396 | 8.4002 | 15.8117 | 0.65756 | 16.1184 | 2274.91 | 0 | 0 | 0.80638 | 0.016819 | 0.72798 | 0.016491 | 0.48896 | 0.00091891 | 0 | 0 | 0 | 0 | 0.037663 | 0.0014431 | 0.05855 | 0.00030795 | 0 | 0 | 3.9483 | 0.23269 | 0.02401 | 0.016531 | 0.015268 | 0.00028793 | 0.015598 | 0.0011351 | 0.015265 | 0.00030795 | 0.015268 | 0.00024904 | 0.014873 | 5.8914e-05 | 0.82484
720 | 47704.5999 | 0.78163 | 0.80827 | 1.0903 | 1.7782 | 12.6417 | 1.3417 | 2.0541 | 1.2328 | 0.80211 | 0.0227 | 6.871 | 1.2462 | 0.15714 | 0.28778 | 0.1244 | 0.36358 | 0.083502 | 0.15351 | 0.45929 | 0.16971 | 2.3145 | 2.2593 | 0.10148 | 1.945 | 0.42101 | 0.013196 | 0.60909 | 0.45796 | 0.12518 | 0.070751 | 12.967 | 7.3522 | 9.2689 | 0.63813 | 15.821 | 2202.5192 | 0 | 0 | 0.84553 | 0.016286 | 0.62372 | 0.016491 | 0.55128 | 0.00091891 | 0 | 0 | 0 | 0 | 0.037622 | 0.0013871 | 0.057755 | 0.00029549 | 0 | 0 | 3.8547 | 0.22475 | 0.023763 | 0.016008 | 0.015268 | 0.00027709 | 0.015557 | 0.0010916 | 0.015265 | 0.00029549 | 0.01506 | 0.00023895 | 0.014874 | 5.6538e-05 | 0.59729
721 | 44873.3906 | 0.84918 | 0.91586 | 1.5105 | 1.3834 | 9.6286 | 0.93664 | 3.7141 | 1.9938 | 0.97315 | 0.028463 | 9.1628 | 2.1649 | 0.43656 | 0.32418 | 0.14522 | 0.28748 | 0.072998 | 0.14056 | 0.42112 | 0.2185 | 2.7227 | 2.3977 | 0.081961 | 2.1216 | 0.43989 | 0.012557 | 0.57592 | 0.48037 | 0.12446 | 0.071298 | 11.1311 | 6.9295 | 8.5525 | 0.54406 | 14.7484 | 2139.7131 | 0 | 0 | 0.77286 | 0.015905 | 0.60499 | 0.016491 | 0.39623 | 0.00091891 | 0 | 0 | 0 | 0 | 0.037623 | 0.0013383 | 0.0572 | 0.00028409 | 0 | 0 | 3.7709 | 0.2177 | 0.023586 | 0.015635 | 0.015268 | 0.00026936 | 0.015557 | 0.0010542 | 0.015265 | 0.00028409 | 0.01506 | 0.00022972 | 0.014874 | 5.4365e-05 | 0.73737
722 | 46605.1764 | 0.9481 | 0.87593 | 1.202 | 1.2904 | 11.948 | 3.2987 | 3.4315 | 1.565 | 0.32913 | 0.0629 | 7.4841 | 0.6855 | 0.37028 | 0.31834 | 0.13639 | 0.36529 | 0.080444 | 0.12138 | 0.45986 | 0.17517 | 2.2226 | 2.3538 | 0.097427 | 1.8391 | 0.48221 | 0.01549 | 0.6352 | 0.47056 | 0.12353 | 0.0714 | 10.0988 | 9.1813 | 10.141 | 0.50229 | 15.5698 | 2190.6365 | 0 | 0 | 0.84023 | 0.016249 | 0.63561 | 0.016491 | 0.4899 | 0.00091891 | 0 | 0 | 0 | 0 | 0.037622 | 0.0013766 | 0.057608 | 0.00029255 | 0 | 0 | 3.8381 | 0.22335 | 0.023746 | 0.015973 | 0.015268 | 0.00027632 | 0.015557 | 0.001084 | 0.015265 | 0.00029255 | 0.01506 | 0.00023657 | 0.014874 | 5.5981e-05 | 0.71178
723 | 53370.1336 | 0.91809 | 0.97617 | 1.5529 | 1.4411 | 10.4725 | 3.5574 | 2.1315 | 1.6428 | 0.90082 | 0.06157 | 6.9718 | 1.7393 | 0.14023 | 0.40242 | 0.12535 | 0.36341 | 0.079217 | 0.10131 | 0.42615 | 0.18061 | 2.1712 | 2.2015 | 0.091183 | 1.6685 | 0.43459 | 0.01302 | 0.64209 | 0.4682 | 0.12244 | 0.0644 | 9.7125 | 7.3211 | 10.155 | 0.38943 | 17.2021 | 2552.0061 | 0 | 0 | 0.84943 | 0.018694 | 0.67924 | 0.019491 | 0.59023 | 0.00091891 | 0 | 0 | 0 | 0 | 0.037662 | 0.001599 | 0.060001 | 0.00034088 | 0 | 0 | 4.2701 | 0.26055 | 0.024873 | 0.018368 | 0.015268 | 0.00032625 | 0.015597 | 0.0012581 | 0.015265 | 0.00034088 | 0.015268 | 0.00027565 | 0.014874 | 6.5229e-05 | 1.1785
724 | 51732.8137 | 0.8592 | 0.92122 | 1.0829 | 1.5769 | 10.0021 | 3.3846 | 3.0099 | 1.7762 | 0.79972 | 0.067573 | 6.5595 | 3.9947 | 0.22993 | 0.29316 | 0.16093 | 0.32634 | 0.080648 | 0.10533 | 0.45015 | 0.16894 | 2.5499 | 2.0869 | 0.081424 | 1.9227 | 0.47803 | 0.012755 | 0.53936 | 0.58166 | 0.11561 | 0.061172 | 10.0032 | 6.0605 | 11.552 | 0.4313 | 16.7205 | 2466.8562 | 0 | 0 | 0.94248 | 0.017955 | 0.69006 | 0.019491 | 0.4648 | 0.00091891 | 0 | 0 | 0 | 0 | 0.037663 | 0.0015363 | 0.059421 | 0.00032761 | 0 | 0 | 4.1658 | 0.25142 | 0.024535 | 0.017644 | 0.015268 | 0.00031111 | 0.015597 | 0.0012087 | 0.015265 | 0.00032761 | 0.015268 | 0.00026492 | 0.014874 | 6.2692e-05 | 0.77432
725 | 43827.2974 | 0.80998 | 0.99045 | 1.3523 | 1.8391 | 12.9613 | 3.701 | 0.76669 | 0.54403 | 0.084412 | 0.073905 | 6.9437 | 2.1608 | 0.39006 | 0.37722 | 0.13861 | 0.30765 | 0.090431 | 0.12997 | 0.43698 | 0.18495 | 2.5377 | 2.4087 | 0.11016 | 1.9666 | 0.33342 | 0.013065 | 0.59579 | 0.50738 | 0.12043 | 0.077394 | 7.6135 | 8.421 | 10.715 | 0.48057 | 14.9985 | 2131.1555 | 0 | 0 | 0.83462 | 0.015887 | 0.63805 | 0.016491 | 0.39566 | 0.00091891 | 0 | 0 | 0 | 0 | 0.037623 | 0.0013252 | 0.057051 | 0.00028118 | 0 | 0 | 3.7588 | 0.21669 | 0.023577 | 0.015618 | 0.015268 | 0.00026904 | 0.015557 | 0.0010441 | 0.015265 | 0.00028118 | 0.01506 | 0.00022737 | 0.014874 | 5.381e-05 | 0.92389
726 | 56520.6606 | 0.99033 | 0.96015 | 1.1785 | 1.418 | 12.0201 | 3.2789 | 0.93945 | 0.99277 | 0.882 | 0.042741 | 8.7664 | 2.0278 | 0.12147 | 0.34271 | 0.1188 | 0.40876 | 0.078331 | 0.12179 | 0.45307 | 0.20069 | 2.1328 | 2.4992 | 0.099945 | 2.0872 | 0.48047 | 0.014246 | 0.51264 | 0.5138 | 0.12306 | 0.065788 | 7.6626 | 9.0691 | 11.3323 | 0.4634 | 18.2572 | 2687.787 | 0 | 0 | 0.96755 | 0.019547 | 0.71581 | 0.019491 | 0.64309 | 0.00091891 | 0 | 0 | 0 | 0 | 0.037662 | 0.0016883 | 0.060862 | 0.00036076 | 0 | 0 | 4.442 | 0.27577 | 0.025897 | 0.019203 | 0.015268 | 0.00034383 | 0.015596 | 0.0013276 | 0.015265 | 0.00036076 | 0.015268 | 0.00029172 | 0.014874 | 6.9039e-05 | 1.0413
727 | 52765.0437 | 0.88465 | 0.87084 | 1.1008 | 1.2525 | 9.6749 | 2.7251 | 2.4389 | 0.90382 | 0.24625 | 0.064857 | 8.746 | 2.2421 | 0.25313 | 0.29589 | 0.13912 | 0.3024 | 0.094287 | 0.13239 | 0.51606 | 0.20562 | 2.4996 | 2.4298 | 0.096535 | 1.631 | 0.4582 | 0.014833 | 0.53009 | 0.49739 | 0.10625 | 0.075277 | 10.6188 | 6.4672 | 10.4911 | 0.54997 | 16.6471 | 2476.7137 | 0 | 0 | 0.9149 | 0.018021 | 0.67481 | 0.019491 | 0.47095 | 0.00091891 | 0 | 0 | 0 | 0 | 0.037663 | 0.0015502 | 0.059562 | 0.0003306 | 0 | 0 | 4.1782 | 0.2525 | 0.024564 | 0.017708 | 0.015268 | 0.00031241 | 0.015597 | 0.0012196 | 0.015265 | 0.0003306 | 0.015268 | 0.00026734 | 0.014874 | 6.3259e-05 | 0.74364
728 | 46078.6179 | 0.85703 | 0.92954 | 1.1111 | 1.2768 | 12.9029 | 3.3401 | 2.9222 | 1.1705 | 0.95784 | 0.034835 | 9.6038 | 0.83385 | 0.24988 | 0.37508 | 0.12852 | 0.37305 | 0.0855 | 0.12529 | 0.48698 | 0.20413 | 2.4408 | 2.194 | 0.075379 | 1.9356 | 0.41609 | 0.014004 | 0.57856 | 0.46338 | 0.11953 | 0.082835 | 7.9625 | 6.2449 | 12.4426 | 0.49331 | 15.8638 | 2196.2649 | 0 | 0 | 0.89219 | 0.016318 | 0.66733 | 0.016491 | 0.49609 | 0.00091891 | 0 | 0 | 0 | 0 | 0.037622 | 0.0013777 | 0.057604 | 0.00029261 | 0 | 0 | 3.8449 | 0.22392 | 0.023778 | 0.016041 | 0.015268 | 0.00027772 | 0.015557 | 0.0010851 | 0.015265 | 0.00029261 | 0.01506 | 0.00023661 | 0.014874 | 5.5998e-05 | 0.89238
729 | 39297.3794 | 0.93361 | 0.84894 | 1.3146 | 1.4469 | 10.9656 | 2.6796 | 1.6946 | 0.9042 | 1.1291 | 0.033768 | 6.0327 | 3.1753 | 0.32675 | 0.32557 | 0.13287 | 0.33802 | 0.065504 | 0.13897 | 0.40511 | 0.20875 | 2.2173 | 2.4679 | 0.086028 | 1.5904 | 0.48628 | 0.014518 | 0.61523 | 0.46075 | 0.12369 | 0.063651 | 9.5532 | 9.6259 | 15.005 | 0.58072 | 13.9325 | 1861.6878 | 0 | 0 | 0.74298 | 0.014001 | 0.6605 | 0.016491 | 0.38071 | 0.00091891 | 0 | 0 | 0 | 0 | 0.037416 | 0.0011606 | 0.055299 | 0.00024571 | 0 | 0 | 3.3948 | 0.18684 | 0.02209 | 0.013769 | 0.01506 | 0.00023115 | 0.015559 | 0.00091494 | 0.015057 | 0.00024571 | 0.01506 | 0.00019869 | 0.014874 | 4.7018e-05 | 0.59076
730 | 48916.7082 | 0.83065 | 0.97547 | 1.3328 | 1.6261 | 12.0511 | 1.5318 | 1.4309 | 1.0175 | 0.61428 | 0.040446 | 8.4859 | 2.5295 | 0.41328 | 0.34958 | 0.12876 | 0.3051 | 0.073202 | 0.14048 | 0.39035 | 0.20975 | 2.1449 | 2.5916 | 0.081776 | 1.786 | 0.39661 | 0.010248 | 0.4729 | 0.4698 | 0.10409 | 0.072229 | 8.477 | 7.4714 | 11.948 | 0.52488 | 16.0563 | 2377.6043 | 0 | 0 | 0.87161 | 0.017356 | 0.68709 | 0.019491 | 0.41326 | 0.00091891 | 0 | 0 | 0 | 0 | 0.037663 | 0.0014707 | 0.058755 | 0.00031302 | 0 | 0 | 4.0513 | 0.24151 | 0.024259 | 0.017057 | 0.015268 | 0.00029887 | 0.015598 | 0.0011577 | 0.015265 | 0.00031302 | 0.015268 | 0.00025312 | 0.014874 | 5.9901e-05 | 0.93764
731 | 49866.4348 | 0.79667 | 0.88393 | 1.547 | 1.636 | 14.8968 | 1.8007 | 3.95 | 1.6659 | 0.32421 | 0.051561 | 8.4062 | 0.50481 | 0.23298 | 0.30537 | 0.17345 | 0.37401 | 0.078644 | 0.12686 | 0.49694 | 0.2231 | 2.0743 | 2.4972 | 0.091914 | 1.9379 | 0.48332 | 0.010301 | 0.48336 | 0.39682 | 0.12513 | 0.086138 | 8.2366 | 6.0792 | 15.3218 | 0.51281 | 16.9003 | 2367.0554 | 0 | 0 | 0.78423 | 0.017238 | 0.73841 | 0.019491 | 0.63338 | 0.00091891 | 0 | 0 | 0 | 0 | 0.037663 | 0.0014724 | 0.058805 | 0.00031387 | 0 | 0 | 4.0385 | 0.24041 | 0.024204 | 0.016942 | 0.015268 | 0.00029645 | 0.015598 | 0.0011585 | 0.015265 | 0.00031387 | 0.015268 | 0.00025381 | 0.014874 | 6.0062e-05 | 0.73889
732 | 53548.8872 | 0.80232 | 0.72535 | 1.3345 | 1.5921 | 10.4373 | 4.004 | 3.3921 | 1.0436 | 0.05991 | 0.041163 | 9.8679 | 3.0573 | 0.43088 | 0.34731 | 0.11853 | 0.36022 | 0.078836 | 0.14738 | 0.55218 | 0.19891 | 2.0378 | 2.1171 | 0.095888 | 1.7905 | 0.42587 | 0.013866 | 0.60364 | 0.55259 | 0.13744 | 0.072927 | 8.5626 | 6.4019 | 10.2392 | 0.65625 | 15.7437 | 2402.689 | 0 | 0 | 0.77256 | 0.017562 | 0.6645 | 0.019491 | 0.3993 | 0.00091891 | 0 | 0 | 0 | 0 | 0.037663 | 0.0015241 | 0.059367 | 0.00032583 | 0 | 0 | 4.0817 | 0.24414 | 0.024353 | 0.017259 | 0.015268 | 0.00030305 | 0.015597 | 0.0011982 | 0.015265 | 0.00032583 | 0.015268 | 0.0002635 | 0.014873 | 6.2332e-05 | 0.71163
733 | 38403.3273 | 0.77159 | 0.81588 | 0.97182 | 1.4169 | 8.2755 | 2.1812 | 1.9989 | 0.77403 | 0.058106 | 0.046639 | 6.5187 | 2.8473 | 0.18214 | 0.39703 | 0.11406 | 0.34708 | 0.082197 | 0.1344 | 0.45384 | 0.23248 | 2.4366 | 2.0283 | 0.06788 | 1.9573 | 0.43809 | 0.013139 | 0.62663 | 0.47993 | 0.1301 | 0.056781 | 11.5627 | 9.7268 | 13.3971 | 0.57985 | 14.0401 | 1806.3072 | 0 | 0 | 0.81322 | 0.01362 | 0.63584 | 0.016491 | 0.43588 | 0.00091891 | 0 | 0 | 0 | 0 | 0.037416 | 0.001127 | 0.05494 | 0.00023873 | 0 | 0 | 3.3179 | 0.18069 | 0.02191 | 0.013396 | 0.01506 | 0.00022357 | 0.015559 | 0.00088828 | 0.015057 | 0.00023873 | 0.01506 | 0.00019305 | 0.014874 | 4.5683e-05 | 0.67095
734 | 46793.8903 | 0.94377 | 0.98432 | 1.3302 | 1.5879 | 7.1254 | 1.8363 | 3.3316 | 1.1788 | 0.46615 | 0.026061 | 9.9207 | 0.98931 | 0.31702 | 0.36383 | 0.13475 | 0.33543 | 0.070923 | 0.13995 | 0.48776 | 0.19673 | 2.3538 | 2.1195 | 0.096921 | 1.7748 | 0.39872 | 0.010926 | 0.46335 | 0.47185 | 0.12405 | 0.059518 | 11.9989 | 7.7246 | 15.3362 | 0.50675 | 16.172 | 2265.2201 | 0 | 0 | 0.86054 | 0.016758 | 0.71991 | 0.016491 | 0.48511 | 0.00091891 | 0 | 0 | 0 | 0 | 0.037622 | 0.0014113 | 0.057939 | 0.00029989 | 0 | 0 | 3.9363 | 0.23166 | 0.023982 | 0.016472 | 0.015268 | 0.00028669 | 0.015557 | 0.0011114 | 0.015265 | 0.00029989 | 0.01506 | 0.0002425 | 0.014874 | 5.7389e-05 | 0.94408
735 | 35286.9986 | 0.75405 | 0.85319 | 0.96405 | 1.373 | 12.6988 | 3.9757 | 2.2684 | 1.3582 | 0.53968 | 0.020419 | 6.045 | 1.407 | 0.28595 | 0.27775 | 0.14447 | 0.31049 | 0.07503 | 0.15093 | 0.41941 | 0.18488 | 2.2884 | 2.6513 | 0.092659 | 2.1946 | 0.4371 | 0.01239 | 0.50178 | 0.45592 | 0.11663 | 0.073919 | 9.7629 | 7.6129 | 14.3199 | 0.64118 | 13.5422 | 1702.7636 | 0 | 0 | 0.80695 | 0.012824 | 0.63154 | 0.016491 | 0.40542 | 0.00091891 | 0 | 0 | 0 | 0 | 0.037416 | 0.0010375 | 0.053724 | 0.00021929 | 0 | 0 | 3.175 | 0.16942 | 0.021532 | 0.012617 | 0.01506 | 0.00020784 | 0.015559 | 0.0008182 | 0.015057 | 0.00021929 | 0.014888 | 0.00017734 | 0.014874 | 4.195e-05 | 0.45497
736 | 37890.8505 | 0.82753 | 0.84768 | 1.0228 | 1.6823 | 9.9757 | 3.6867 | 1.7228 | 0.82838 | 0.65274 | 0.073277 | 8.6189 | 2.9022 | 0.35245 | 0.37139 | 0.12279 | 0.41064 | 0.077815 | 0.14859 | 0.46158 | 0.18867 | 1.9347 | 2.6814 | 0.080318 | 1.9917 | 0.41743 | 0.014496 | 0.50409 | 0.47359 | 0.13261 | 0.070906 | 9.9779 | 6.3809 | 10.5096 | 0.61672 | 13.7382 | 1818.9667 | 0 | 0 | 0.80846 | 0.013578 | 0.60255 | 0.016491 | 0.3836 | 0.00091891 | 0 | 0 | 0 | 0 | 0.037416 | 0.0011191 | 0.054851 | 0.00023711 | 0 | 0 | 3.3392 | 0.18239 | 0.02189 | 0.013355 | 0.01506 | 0.00022276 | 0.015559 | 0.00088197 | 0.015057 | 0.00023711 | 0.01506 | 0.00019173 | 0.014874 | 4.5373e-05 | 0.64868
737 | 38700.5802 | 0.83374 | 0.8682 | 0.96225 | 1.617 | 12.3948 | 5.0435 | 2.0445 | 0.64569 | 0.79551 | 0.033515 | 8.4887 | 1.9446 | 0.11455 | 0.32026 | 0.12731 | 0.2991 | 0.073838 | 0.1203 | 0.42454 | 0.21497 | 2.6614 | 2.032 | 0.075795 | 1.9344 | 0.38783 | 0.012844 | 0.5594 | 0.49494 | 0.13436 | 0.069491 | 10.4413 | 8.3888 | 9.3469 | 0.50183 | 14.5332 | 1862.1389 | 0 | 0 | 0.84687 | 0.013889 | 0.59005 | 0.016491 | 0.53593 | 0.00091891 | 0 | 0 | 0 | 0 | 0.037416 | 0.0011478 | 0.055159 | 0.00024305 | 0 | 0 | 3.3987 | 0.18715 | 0.022037 | 0.01366 | 0.01506 | 0.00022894 | 0.015559 | 0.0009047 | 0.015057 | 0.00024305 | 0.01506 | 0.00019654 | 0.014874 | 4.6512e-05 | 0.58826
738 | 47653.4646 | 0.90869 | 0.89611 | 1.4745 | 1.6538 | 7.5146 | 3.829 | 1.1909 | 1.4002 | 1.1655 | 0.04094 | 7.7155 | 3.4511 | 0.31139 | 0.3735 | 0.15005 | 0.32637 | 0.091548 | 0.15179 | 0.50162 | 0.21525 | 2.3433 | 2.0816 | 0.10503 | 2.208 | 0.38417 | 0.013183 | 0.64678 | 0.55391 | 0.13078 | 0.066763 | 9.4815 | 6.8435 | 10.4654 | 0.57288 | 15.374 | 2248.2668 | 0 | 0 | 0.79045 | 0.016647 | 0.64503 | 0.016491 | 0.41638 | 0.00091891 | 0 | 0 | 0 | 0 | 0.037622 | 0.0014121 | 0.05798 | 0.00030053 | 0 | 0 | 3.9137 | 0.22974 | 0.023931 | 0.016362 | 0.015268 | 0.00028442 | 0.015557 | 0.0011116 | 0.015265 | 0.00030053 | 0.01506 | 0.00024302 | 0.014874 | 5.7511e-05 | 0.87821
739 | 43220.059 | 0.84328 | 0.74863 | 1.4149 | 1.389 | 16.3738 | 1.9184 | 2.286 | 1.3837 | 0.73221 | 0.025092 | 6.8089 | 1.0255 | 0.12519 | 0.38529 | 0.11099 | 0.33049 | 0.069648 | 0.12653 | 0.48833 | 0.21932 | 2.4478 | 2.0188 | 0.10816 | 1.7003 | 0.45399 | 0.011836 | 0.58284 | 0.46731 | 0.10829 | 0.067631 | 11.858 | 6.4054 | 11.3731 | 0.60569 | 14.939 | 1982.7301 | 0 | 0 | 0.70342 | 0.014763 | 0.62953 | 0.016491 | 0.58668 | 0.00091891 | 0 | 0 | 0 | 0 | 0.037623 | 0.0012498 | 0.056316 | 0.00026557 | 0 | 0 | 3.5617 | 0.20038 | 0.022449 | 0.014516 | 0.01506 | 0.00024637 | 0.015558 | 0.00098424 | 0.015265 | 0.00026557 | 0.01506 | 0.00021475 | 0.014873 | 5.0816e-05 | 0.66156
740 | 43381.5334 | 0.84177 | 0.90741 | 1.5482 | 1.8448 | 5.2723 | 2.7469 | 2.6856 | 0.69912 | 0.54947 | 0.059374 | 7.3353 | 1.4512 | 0.2114 | 0.31062 | 0.1287 | 0.40203 | 0.07165 | 0.13916 | 0.40607 | 0.16719 | 2.3241 | 1.7495 | 0.10024 | 1.9324 | 0.42235 | 0.013518 | 0.6469 | 0.4794 | 0.12032 | 0.079105 | 10.1451 | 8.0305 | 9.4988 | 0.54279 | 14.8386 | 2070.1005 | 0 | 0 | 0.75135 | 0.015429 | 0.61583 | 0.016491 | 0.47662 | 0.00091891 | 0 | 0 | 0 | 0 | 0.037623 | 0.0012948 | 0.056764 | 0.00027507 | 0 | 0 | 3.6781 | 0.20997 | 0.023363 | 0.015169 | 0.015268 | 0.0002598 | 0.015558 | 0.0010197 | 0.015265 | 0.00027507 | 0.01506 | 0.00022242 | 0.014874 | 5.2644e-05 | 0.67552
741 | 48878.3923 | 0.89849 | 0.74077 | 1.0279 | 1.364 | 9.4944 | 2.8757 | 1.1984 | 0.70689 | 0.23135 | 0.051384 | 8.3372 | 3.8996 | 0.30527 | 0.3725 | 0.15563 | 0.33081 | 0.097059 | 0.12176 | 0.44913 | 0.18826 | 1.9401 | 2.2335 | 0.086405 | 1.5611 | 0.48242 | 0.013419 | 0.4908 | 0.44774 | 0.1193 | 0.0701 | 10.481 | 9.6887 | 10.821 | 0.57989 | 15.3184 | 2203.6623 | 0 | 0 | 0.83544 | 0.016335 | 0.64625 | 0.016491 | 0.4092 | 0.00091891 | 0 | 0 | 0 | 0 | 0.037622 | 0.001401 | 0.057906 | 0.00029852 | 0 | 0 | 3.8549 | 0.22476 | 0.023786 | 0.016057 | 0.015268 | 0.00027807 | 0.015557 | 0.0011025 | 0.015265 | 0.00029852 | 0.01506 | 0.00024141 | 0.014873 | 5.711e-05 | 0.71402
742 | 40081.8545 | 0.76388 | 0.91014 | 1.371 | 1.2689 | 5.8984 | 2.6341 | 2.6118 | 0.53359 | 0.54223 | 0.038613 | 9.4392 | 2.2207 | 0.2619 | 0.29088 | 0.12227 | 0.3789 | 0.077889 | 0.11932 | 0.48619 | 0.19041 | 2.0885 | 1.7988 | 0.0844 | 2.2776 | 0.46916 | 0.015643 | 0.57666 | 0.42235 | 0.11855 | 0.063505 | 9.682 | 9.3886 | 13.7022 | 0.49259 | 14.321 | 1927.3766 | 0 | 0 | 0.76393 | 0.014454 | 0.65332 | 0.016491 | 0.41798 | 0.00091891 | 0 | 0 | 0 | 0 | 0.037624 | 0.0011992 | 0.055698 | 0.00025364 | 0 | 0 | 3.4851 | 0.19413 | 0.022304 | 0.014214 | 0.01506 | 0.00024018 | 0.015559 | 0.00094552 | 0.015265 | 0.00025364 | 0.01506 | 0.0002051 | 0.014874 | 4.8539e-05 | 0.58644
743 | 48508.7565 | 0.9341 | 0.8004 | 1.2407 | 1.6773 | 15.2685 | 2.7417 | 1.4718 | 0.56673 | 0.28109 | 0.04608 | 9.5731 | 0.8817 | 0.20543 | 0.39377 | 0.15819 | 0.3454 | 0.077773 | 0.14347 | 0.48472 | 0.20795 | 2.1676 | 1.9513 | 0.080067 | 1.8951 | 0.5026 | 0.011518 | 0.5635 | 0.50798 | 0.097845 | 0.065853 | 6.3262 | 9.9967 | 10.0477 | 0.63382 | 15.7836 | 2224.3652 | 0 | 0 | 0.80379 | 0.016483 | 0.63775 | 0.016491 | 0.53696 | 0.00091891 | 0 | 0 | 0 | 0 | 0.037622 | 0.0014091 | 0.057984 | 0.00030035 | 0 | 0 | 3.882 | 0.22706 | 0.023855 | 0.016202 | 0.015268 | 0.0002811 | 0.015557 | 0.0011087 | 0.015265 | 0.00030035 | 0.01506 | 0.00024288 | 0.014874 | 5.7469e-05 | 0.82138
744 | 51540.6599 | 0.84572 | 0.91998 | 1.0249 | 1.4912 | 6.8939 | 2.7979 | 2.2377 | 1.6289 | 0.92233 | 0.024473 | 8.3887 | 1.8235 | 0.25999 | 0.27633 | 0.14087 | 0.34472 | 0.09368 | 0.13009 | 0.39791 | 0.16613 | 2.524 | 2.1936 | 0.097835 | 2.0993 | 0.45342 | 0.014853 | 0.53854 | 0.56563 | 0.14454 | 0.069661 | 14.0737 | 8.0046 | 12.2461 | 0.48762 | 16.8307 | 2457.4953 | 0 | 0 | 0.9623 | 0.017892 | 0.7044 | 0.019491 | 0.47321 | 0.00091891 | 0 | 0 | 0 | 0 | 0.037663 | 0.0015301 | 0.059356 | 0.00032614 | 0 | 0 | 4.1538 | 0.25038 | 0.024506 | 0.017583 | 0.015268 | 0.00030981 | 0.015597 | 0.0012039 | 0.015265 | 0.00032614 | 0.015268 | 0.00026373 | 0.014874 | 6.241e-05 | 0.72591
745 | 47033.3701 | 0.96267 | 0.76527 | 1.4004 | 1.2507 | 10.7718 | 5.0841 | 1.5712 | 0.9997 | 1.192 | 0.044069 | 7.9182 | 2.4879 | 0.25265 | 0.30648 | 0.13243 | 0.30979 | 0.084889 | 0.11922 | 0.47218 | 0.20165 | 2.6987 | 2.4149 | 0.10808 | 2.2707 | 0.41422 | 0.014913 | 0.5763 | 0.55454 | 0.12165 | 0.070878 | 8.3011 | 8.3278 | 14.0338 | 0.55587 | 15.1718 | 2144.387 | 0 | 0 | 0.73929 | 0.015912 | 0.6867 | 0.016491 | 0.43685 | 0.00091891 | 0 | 0 | 0 | 0 | 0.037622 | 0.0013584 | 0.057457 | 0.00028908 | 0 | 0 | 3.7772 | 0.21823 | 0.023589 | 0.015643 | 0.015268 | 0.00026949 | 0.015557 | 0.0010693 | 0.015265 | 0.00028908 | 0.01506 | 0.00023377 | 0.014874 | 5.5309e-05 | 0.58757
746 | 50023.3847 | 0.75383 | 0.97341 | 1.2272 | 1.7468 | 11.9419 | 1.0635 | 3.7916 | 1.9154 | 0.80951 | 0.035248 | 9.5486 | 1.5582 | 0.15092 | 0.39602 | 0.13164 | 0.34229 | 0.09303 | 0.15035 | 0.41503 | 0.2062 | 2.321 | 2.1576 | 0.10011 | 2.0535 | 0.40743 | 0.012087 | 0.48794 | 0.48472 | 0.13086 | 0.064145 | 8.956 | 9.6587 | 13.5814 | 0.53367 | 17.0735 | 2426.0935 | 0 | 0 | 0.90934 | 0.017682 | 0.72158 | 0.019491 | 0.57292 | 0.00091891 | 0 | 0 | 0 | 0 | 0.037663 | 0.0015045 | 0.059101 | 0.00032063 | 0 | 0 | 4.1137 | 0.2469 | 0.024409 | 0.017377 | 0.015268 | 0.00030554 | 0.015598 | 0.0011838 | 0.015265 | 0.00032063 | 0.015268 | 0.00025927 | 0.014874 | 6.1364e-05 | 1.0835
747 | 37795.5861 | 0.96703 | 0.886 | 1.3175 | 1.3673 | 15.0887 | 3.2507 | 2.6706 | 1.8616 | 0.72624 | 0.048898 | 6.8817 | 3.4103 | 0.37048 | 0.3352 | 0.14767 | 0.3504 | 0.08063 | 0.11098 | 0.55064 | 0.22204 | 2.0112 | 1.9548 | 0.085049 | 1.7468 | 0.41506 | 0.012063 | 0.48458 | 0.47383 | 0.13216 | 0.07152 | 9.4403 | 6.3947 | 12.3708 | 0.46932 | 13.7007 | 1835.8682 | 0 | 0 | 0.74729 | 0.013681 | 0.62461 | 0.016491 | 0.37485 | 0.00091891 | 0 | 0 | 0 | 0 | 0.037416 | 0.0011259 | 0.054905 | 0.00023822 | 0 | 0 | 3.3631 | 0.1843 | 0.021939 | 0.013456 | 0.01506 | 0.00022478 | 0.015559 | 0.00088766 | 0.015057 | 0.00023822 | 0.01506 | 0.00019263 | 0.014874 | 4.5588e-05 | 0.61648
748 | 41606.0809 | 0.86365 | 0.90709 | 1.5193 | 1.8423 | 10.7412 | 1.1617 | 0.85622 | 0.86528 | 0.57995 | 0.036167 | 6.409 | 2.9507 | 0.13065 | 0.28286 | 0.16182 | 0.36575 | 0.086155 | 0.14499 | 0.40896 | 0.18464 | 2.0348 | 2.674 | 0.084194 | 1.8925 | 0.42487 | 0.013411 | 0.55321 | 0.4636 | 0.12327 | 0.065035 | 10.9593 | 7.5487 | 14.4944 | 0.56731 | 14.944 | 1992.1347 | 0 | 0 | 0.74359 | 0.014897 | 0.67015 | 0.016491 | 0.51629 | 0.00091891 | 0 | 0 | 0 | 0 | 0.037624 | 0.0012429 | 0.056203 | 0.00026367 | 0 | 0 | 3.5732 | 0.20132 | 0.022512 | 0.014647 | 0.015268 | 0.0002491 | 0.015558 | 0.0009792 | 0.015265 | 0.00026367 | 0.01506 | 0.00021321 | 0.014874 | 5.0464e-05 | 0.58964
749 | 57266.213 | 0.94734 | 0.97787 | 1.3276 | 1.5566 | 14.4383 | 3.2671 | 0.8001 | 1.8717 | 0.86464 | 0.062305 | 8.1191 | 2.4978 | 0.21669 | 0.29852 | 0.14002 | 0.34438 | 0.079304 | 0.13272 | 0.40662 | 0.21896 | 2.1593 | 1.9186 | 0.095411 | 1.8888 | 0.39992 | 0.013387 | 0.44299 | 0.52882 | 0.11446 | 0.066572 | 9.1964 | 8.6019 | 9.5896 | 0.48804 | 17.7823 | 2750.4083 | 0 | 0 | 0.93511 | 0.019855 | 0.68609 | 0.019491 | 0.52542 | 0.00091891 | 0 | 0 | 0 | 0 | 0.037662 | 0.001714 | 0.061097 | 0.00036638 | 0 | 0 | 4.5228 | 0.28299 | 0.026036 | 0.019505 | 0.015268 | 0.00035022 | 0.015596 | 0.0013476 | 0.015265 | 0.00036638 | 0.015268 | 0.00029627 | 0.014874 | 7.011e-05 | 0.94021
750 | 53345.0414 | 0.87197 | 0.78925 | 1.1926 | 1.559 | 13.5012 | 2.7097 | 3.6578 | 1.8881 | 1.0372 | 0.071816 | 6.8869 | 2.5708 | 0.13247 | 0.36622 | 0.13727 | 0.38733 | 0.088817 | 0.13799 | 0.39774 | 0.17502 | 2.4568 | 2.534 | 0.078676 | 2.0919 | 0.43162 | 0.013305 | 0.6332 | 0.50096 | 0.10891 | 0.078054 | 13.7494 | 7.9418 | 13.858 | 0.60795 | 17.0241 | 2447.9065 | 0 | 0 | 0.84319 | 0.017806 | 0.72748 | 0.019491 | 0.57785 | 0.00091891 | 0 | 0 | 0 | 0 | 0.037663 | 0.0015389 | 0.05949 | 0.00032875 | 0 | 0 | 4.1416 | 0.24932 | 0.024466 | 0.017498 | 0.015268 | 0.00030804 | 0.015597 | 0.0012102 | 0.015265 | 0.00032875 | 0.015268 | 0.00026585 | 0.014874 | 6.2897e-05 | 0.82594
751 | 49802.4853 | 0.98883 | 0.91135 | 1.3495 | 1.8198 | 8.6179 | 4.5233 | 2.3342 | 1.5674 | 0.49621 | 0.061925 | 6.5862 | 1.5386 | 0.40242 | 0.33575 | 0.13004 | 0.36793 | 0.07714 | 0.1616 | 0.40048 | 0.21774 | 1.9986 | 1.9799 | 0.07604 | 1.7614 | 0.43256 | 0.01339 | 0.68933 | 0.51073 | 0.12333 | 0.06894 | 9.6413 | 8.1369 | 10.7848 | 0.59337 | 15.9678 | 2377.6503 | 0 | 0 | 0.84184 | 0.01734 | 0.66988 | 0.019491 | 0.42618 | 0.00091891 | 0 | 0 | 0 | 0 | 0.037663 | 0.0014763 | 0.058837 | 0.00031462 | 0 | 0 | 4.0516 | 0.24154 | 0.024251 | 0.017041 | 0.015268 | 0.00029855 | 0.015598 | 0.0011616 | 0.015265 | 0.00031462 | 0.015268 | 0.00025442 | 0.014874 | 6.0205e-05 | 0.84241
752 | 46455.0383 | 0.76561 | 0.71762 | 1.1399 | 1.4323 | 10.0094 | 1.9887 | 2.5891 | 0.78732 | 0.50692 | 0.031341 | 8.3409 | 1.1795 | 0.3661 | 0.30638 | 0.13615 | 0.37013 | 0.086034 | 0.14179 | 0.48339 | 0.16435 | 1.8726 | 2.3943 | 0.087884 | 1.5861 | 0.3733 | 0.014064 | 0.6269 | 0.53642 | 0.11948 | 0.073419 | 11.8818 | 9.2711 | 9.1888 | 0.66533 | 14.7297 | 2083.9632 | 0 | 0 | 0.77215 | 0.015556 | 0.61379 | 0.016491 | 0.42854 | 0.00091891 | 0 | 0 | 0 | 0 | 0.037623 | 0.0013282 | 0.057159 | 0.00028274 | 0 | 0 | 3.6952 | 0.21138 | 0.023423 | 0.015293 | 0.015268 | 0.00026231 | 0.015557 | 0.0010454 | 0.015265 | 0.00028274 | 0.01506 | 0.00022864 | 0.014873 | 5.4092e-05 | 0.53793
753 | 44008.929 | 0.96065 | 0.9043 | 1.5324 | 1.7953 | 10.8743 | 1.6882 | 1.4937 | 0.61398 | 1.1722 | 0.053106 | 8.5944 | 3.7309 | 0.27291 | 0.31968 | 0.14983 | 0.40303 | 0.07022 | 0.11907 | 0.35953 | 0.17439 | 2.3491 | 2.1112 | 0.072533 | 1.8013 | 0.42728 | 0.012856 | 0.58405 | 0.51598 | 0.11656 | 0.067108 | 8.7217 | 8.3955 | 8.1537 | 0.48579 | 14.6555 | 2104.2483 | 0 | 0 | 0.75738 | 0.015601 | 0.59651 | 0.016491 | 0.41813 | 0.00091891 | 0 | 0 | 0 | 0 | 0.037623 | 0.0013094 | 0.056912 | 0.00027811 | 0 | 0 | 3.7254 | 0.2139 | 0.023444 | 0.015338 | 0.015268 | 0.00026326 | 0.015557 | 0.0010313 | 0.015265 | 0.00027811 | 0.01506 | 0.00022489 | 0.014874 | 5.322e-05 | 0.70209
754 | 44164.5694 | 0.83168 | 0.80681 | 1.0574 | 1.5638 | 9.0754 | 2.3003 | 3.5608 | 1.6516 | 0.61497 | 0.036368 | 6.7559 | 2.4208 | 0.22129 | 0.36928 | 0.15118 | 0.36052 | 0.077687 | 0.11717 | 0.42641 | 0.17171 | 2.4673 | 2.3016 | 0.082579 | 1.7887 | 0.50171 | 0.011975 | 0.53586 | 0.56863 | 0.12113 | 0.07433 | 9.8655 | 6.5337 | 14.3468 | 0.5295 | 15.1192 | 2059.6138 | 0 | 0 | 0.82841 | 0.01526 | 0.67455 | 0.016491 | 0.4482 | 0.00091891 | 0 | 0 | 0 | 0 | 0.037623 | 0.0012895 | 0.056726 | 0.00027404 | 0 | 0 | 3.6664 | 0.209 | 0.023284 | 0.015004 | 0.015268 | 0.00025637 | 0.015558 | 0.0010154 | 0.015265 | 0.00027404 | 0.01506 | 0.0002216 | 0.014874 | 5.2439e-05 | 0.70813
755 | 35973.7767 | 0.78489 | 0.87848 | 1.1651 | 1.1832 | 11.8977 | 2.201 | 2.7858 | 1.7158 | 0.85315 | 0.066902 | 7.0707 | 3.6018 | 0.34931 | 0.3061 | 0.14501 | 0.28037 | 0.079036 | 0.13241 | 0.39703 | 0.17428 | 2.7265 | 2.3332 | 0.087379 | 1.6174 | 0.46342 | 0.014033 | 0.47835 | 0.45418 | 0.13447 | 0.061318 | 7.5315 | 7.251 | 13.2089 | 0.54852 | 13.3491 | 1732.7117 | 0 | 0 | 0.76563 | 0.013109 | 0.62473 | 0.016491 | 0.36502 | 0.00091891 | 0 | 0 | 0 | 0 | 0.037416 | 0.0010718 | 0.054126 | 0.00022676 | 0 | 0 | 3.2149 | 0.17255 | 0.021667 | 0.012896 | 0.01506 | 0.00021345 | 0.015559 | 0.00084501 | 0.015057 | 0.00022676 | 0.014888 | 0.00018336 | 0.014874 | 4.3399e-05 | 0.5303
756 | 46337.8384 | 0.92141 | 0.82803 | 1.3232 | 1.1709 | 11.7314 | 1.7361 | 1.3302 | 1.0125 | 0.25258 | 0.058573 | 7.4745 | 1.9397 | 0.4282 | 0.32345 | 0.13216 | 0.31542 | 0.073649 | 0.11515 | 0.37589 | 0.21124 | 2.3223 | 2.0113 | 0.094632 | 1.9116 | 0.39272 | 0.015558 | 0.43977 | 0.41663 | 0.11477 | 0.069822 | 9.3331 | 9.2069 | 8.467 | 0.51369 | 14.8158 | 2150.598 | 0 | 0 | 0.78264 | 0.015976 | 0.6053 | 0.016491 | 0.39837 | 0.00091891 | 0 | 0 | 0 | 0 | 0.037622 | 0.0013571 | 0.05742 | 0.00028846 | 0 | 0 | 3.7851 | 0.21889 | 0.023619 | 0.015705 | 0.015268 | 0.00027078 | 0.015557 | 0.0010686 | 0.015265 | 0.00028846 | 0.01506 | 0.00023326 | 0.014874 | 5.5197e-05 | 0.67144
757 | 46676.193 | 0.81078 | 0.78851 | 1.2914 | 1.4129 | 15.5874 | 1.1042 | 3.2491 | 1.9851 | 0.84686 | 0.067702 | 8.3475 | 2.3984 | 0.32328 | 0.35257 | 0.15463 | 0.32365 | 0.083953 | 0.11117 | 0.49644 | 0.16904 | 2.5943 | 2.2992 | 0.083054 | 1.931 | 0.42825 | 0.011671 | 0.51447 | 0.42128 | 0.11523 | 0.072255 | 9.6159 | 7.6681 | 13.912 | 0.51785 | 15.2094 | 2150.0335 | 0 | 0 | 0.77267 | 0.015908 | 0.68485 | 0.016491 | 0.42263 | 0.00091891 | 0 | 0 | 0 | 0 | 0.037622 | 0.0013536 | 0.057402 | 0.00028798 | 0 | 0 | 3.7859 | 0.21896 | 0.023587 | 0.015639 | 0.015268 | 0.00026942 | 0.015557 | 0.0010656 | 0.015265 | 0.00028798 | 0.01506 | 0.00023288 | 0.014874 | 5.5099e-05 | 0.695
758 | 49884.9684 | 0.8106 | 0.9448 | 1.2775 | 1.7143 | 12.7115 | 2.8539 | 0.70987 | 1.3755 | 0.36022 | 0.075865 | 9.7048 | 1.125 | 0.30573 | 0.36288 | 0.1544 | 0.2966 | 0.082207 | 0.1465 | 0.4507 | 0.20514 | 1.9492 | 1.9934 | 0.090595 | 1.6624 | 0.44484 | 0.01117 | 0.4903 | 0.46915 | 0.12483 | 0.080023 | 8.9752 | 6.1346 | 14.053 | 0.53837 | 16.5277 | 2399.1658 | 0 | 0 | 0.87867 | 0.017513 | 0.72475 | 0.019491 | 0.47272 | 0.00091891 | 0 | 0 | 0 | 0 | 0.037663 | 0.001491 | 0.058974 | 0.00031774 | 0 | 0 | 4.0786 | 0.24387 | 0.024331 | 0.017211 | 0.015268 | 0.00030207 | 0.015598 | 0.0011733 | 0.015265 | 0.00031774 | 0.015268 | 0.00025694 | 0.014874 | 6.0808e-05 | 0.95386
759 | 46534.1762 | 0.85503 | 0.93721 | 1.5521 | 1.7797 | 10.1478 | 2.9371 | 2.0362 | 1.3077 | 0.86032 | 0.079823 | 7.5137 | 0.9554 | 0.19705 | 0.36208 | 0.14929 | 0.30814 | 0.082896 | 0.12183 | 0.4146 | 0.22693 | 2.1463 | 1.9529 | 0.079872 | 1.8565 | 0.3873 | 0.013951 | 0.53384 | 0.51633 | 0.11315 | 0.080341 | 9.214 | 9.4271 | 9.7145 | 0.48247 | 15.6927 | 2225.1095 | 0 | 0 | 0.78549 | 0.016483 | 0.63298 | 0.016491 | 0.52921 | 0.00091891 | 0 | 0 | 0 | 0 | 0.037622 | 0.0013928 | 0.057778 | 0.00029633 | 0 | 0 | 3.8836 | 0.22719 | 0.023855 | 0.016202 | 0.015268 | 0.00028111 | 0.015557 | 0.0010965 | 0.015265 | 0.00029633 | 0.01506 | 0.00023962 | 0.014874 | 5.6713e-05 | 0.87905
760 | 43721.6867 | 0.77104 | 0.98921 | 1.4405 | 1.7502 | 10.1998 | 3.1607 | 0.81202 | 1.246 | 1.1999 | 0.062814 | 6.3399 | 2.5014 | 0.21967 | 0.28845 | 0.13943 | 0.32063 | 0.096828 | 0.14639 | 0.43908 | 0.19782 | 2.1424 | 2.0166 | 0.092843 | 1.5676 | 0.43671 | 0.015581 | 0.45842 | 0.38585 | 0.10783 | 0.075766 | 8.488 | 6.1019 | 13.6656 | 0.54516 | 15.2853 | 2120.9693 | 0 | 0 | 0.81218 | 0.015851 | 0.67599 | 0.016491 | 0.45166 | 0.00091891 | 0 | 0 | 0 | 0 | 0.037623 | 0.0013255 | 0.057059 | 0.00028134 | 0 | 0 | 3.7443 | 0.21547 | 0.023561 | 0.015583 | 0.015268 | 0.00026832 | 0.015557 | 0.0010441 | 0.015265 | 0.00028134 | 0.01506 | 0.00022749 | 0.014874 | 5.3847e-05 | 0.70387
761 | 53044.8818 | 0.81257 | 0.88823 | 1.4105 | 1.3184 | 13.7206 | 1.421 | 2.2738 | 0.66206 | 0.88851 | 0.072694 | 6.6941 | 3.6857 | 0.11537 | 0.34347 | 0.1504 | 0.37429 | 0.092299 | 0.12961 | 0.44525 | 0.1788 | 2.3921 | 2.5103 | 0.083431 | 1.9789 | 0.48143 | 0.01515 | 0.5512 | 0.44017 | 0.10192 | 0.063407 | 9.1324 | 6.8525 | 11.6096 | 0.53565 | 17.1775 | 2500.7987 | 0 | 0 | 0.83702 | 0.018183 | 0.69464 | 0.019491 | 0.61256 | 0.00091891 | 0 | 0 | 0 | 0 | 0.037663 | 0.0015641 | 0.059696 | 0.00033368 | 0 | 0 | 4.2089 | 0.25519 | 0.024639 | 0.017867 | 0.015268 | 0.00031573 | 0.015597 | 0.0012305 | 0.015265 | 0.00033368 | 0.015268 | 0.00026983 | 0.014874 | 6.3851e-05 | 0.88919
762 | 46868.7648 | 0.75738 | 0.80157 | 1.0221 | 1.1534 | 11.9128 | 4.4513 | 2.014 | 0.46117 | 0.35148 | 0.028098 | 6.6852 | 3.3674 | 0.23332 | 0.38275 | 0.13426 | 0.27641 | 0.075317 | 0.12593 | 0.45522 | 0.21724 | 2.1132 | 2.0782 | 0.093394 | 1.8509 | 0.53976 | 0.014462 | 0.5417 | 0.53419 | 0.10489 | 0.080816 | 8.9551 | 6.3733 | 12.3937 | 0.57624 | 15.4047 | 2156.4337 | 0 | 0 | 0.85796 | 0.016016 | 0.66187 | 0.016491 | 0.43867 | 0.00091891 | 0 | 0 | 0 | 0 | 0.037622 | 0.0013624 | 0.057478 | 0.00028961 | 0 | 0 | 3.7927 | 0.21953 | 0.023638 | 0.015745 | 0.015268 | 0.00027159 | 0.015557 | 0.0010727 | 0.015265 | 0.00028961 | 0.01506 | 0.0002342 | 0.014874 | 5.5411e-05 | 0.77257
763 | 43963.8771 | 0.85396 | 0.91801 | 1.4983 | 1.1293 | 7.006 | 3.1011 | 3.0951 | 0.41527 | 0.22252 | 0.055787 | 8.974 | 1.5238 | 0.37502 | 0.38379 | 0.14368 | 0.3348 | 0.083 | 0.14953 | 0.45893 | 0.21432 | 2.2204 | 2.374 | 0.10241 | 2.1627 | 0.50687 | 0.01345 | 0.54512 | 0.46559 | 0.11389 | 0.066417 | 6.5127 | 7.5257 | 14.8252 | 0.58502 | 15.05 | 2100.3903 | 0 | 0 | 0.76988 | 0.015644 | 0.6921 | 0.016491 | 0.41787 | 0.00091891 | 0 | 0 | 0 | 0 | 0.037623 | 0.001317 | 0.056976 | 0.00027944 | 0 | 0 | 3.7183 | 0.21331 | 0.023464 | 0.01538 | 0.015268 | 0.00026407 | 0.015557 | 0.0010376 | 0.015265 | 0.00027944 | 0.01506 | 0.00022596 | 0.014874 | 5.3484e-05 | 0.858
764 | 47367.4611 | 0.92062 | 0.94129 | 1.3016 | 1.7319 | 8.7748 | 4.5006 | 1.598 | 1.3993 | 0.80814 | 0.064081 | 6.0088 | 0.98086 | 0.28386 | 0.30894 | 0.1352 | 0.31391 | 0.075491 | 0.13811 | 0.45562 | 0.16377 | 2.3201 | 2.35 | 0.092176 | 1.8524 | 0.41254 | 0.014479 | 0.57095 | 0.47106 | 0.099363 | 0.056268 | 11.0009 | 6.4742 | 9.9979 | 0.53846 | 15.8691 | 2264.596 | 0 | 0 | 0.85152 | 0.016752 | 0.63982 | 0.016491 | 0.49541 | 0.00091891 | 0 | 0 | 0 | 0 | 0.037622 | 0.0014168 | 0.058018 | 0.00030146 | 0 | 0 | 3.9353 | 0.23158 | 0.02398 | 0.016466 | 0.015268 | 0.00028657 | 0.015556 | 0.0011154 | 0.015265 | 0.00030146 | 0.01506 | 0.00024377 | 0.014874 | 5.769e-05 | 0.76749
765 | 40286.1362 | 0.95627 | 0.83229 | 1.2735 | 1.1363 | 15.2343 | 3.5121 | 0.69711 | 1.7527 | 0.31352 | 0.055963 | 8.6247 | 3.1192 | 0.16512 | 0.3729 | 0.13331 | 0.33529 | 0.088525 | 0.11916 | 0.44794 | 0.1771 | 2.2961 | 2.4835 | 0.092296 | 2.2024 | 0.45173 | 0.012555 | 0.48864 | 0.50839 | 0.12719 | 0.069703 | 8.5843 | 6.8851 | 9.8077 | 0.52748 | 14.2412 | 1908.431 | 0 | 0 | 0.75211 | 0.01423 | 0.60357 | 0.016491 | 0.46891 | 0.00091891 | 0 | 0 | 0 | 0 | 0.037624 | 0.0011858 | 0.055568 | 0.00025091 | 0 | 0 | 3.4615 | 0.19222 | 0.022198 | 0.013994 | 0.01506 | 0.0002357 | 0.015559 | 0.00093486 | 0.015265 | 0.00025091 | 0.01506 | 0.0002029 | 0.014874 | 4.8011e-05 | 0.67714
766 | 41996.8604 | 0.86444 | 0.85454 | 1.3789 | 1.4141 | 10.6377 | 4.4651 | 3.4344 | 1.8003 | 0.48209 | 0.035821 | 7.7195 | 0.93805 | 0.37966 | 0.30112 | 0.13055 | 0.32673 | 0.06822 | 0.10282 | 0.5189 | 0.2147 | 2.2957 | 2.6869 | 0.10124 | 1.946 | 0.43009 | 0.010397 | 0.5585 | 0.45745 | 0.14527 | 0.059272 | 9.6267 | 8.344 | 13.3689 | 0.4351 | 14.6673 | 2002.2934 | 0 | 0 | 0.75141 | 0.014812 | 0.65511 | 0.016491 | 0.44665 | 0.00091891 | 0 | 0 | 0 | 0 | 0.037624 | 0.0012396 | 0.056164 | 0.00026277 | 0 | 0 | 3.591 | 0.20278 | 0.022472 | 0.014565 | 0.01506 | 0.00024736 | 0.015558 | 0.00097678 | 0.015265 | 0.00026277 | 0.01506 | 0.00021249 | 0.014874 | 5.0282e-05 | 0.58864
767 | 44461.9415 | 0.76154 | 0.72463 | 1.4642 | 1.2797 | 8.528 | 2.2035 | 2.3998 | 1.8933 | 1.126 | 0.070002 | 7.4598 | 1.097 | 0.28199 | 0.33334 | 0.12527 | 0.35503 | 0.079476 | 0.128 | 0.38313 | 0.19743 | 2.4144 | 2.6612 | 0.091709 | 2.1642 | 0.49635 | 0.013425 | 0.53827 | 0.43945 | 0.1021 | 0.070945 | 10.2173 | 9.6183 | 14.2053 | 0.64619 | 14.583 | 2010.9088 | 0 | 0 | 0.691 | 0.015021 | 0.66933 | 0.016491 | 0.44378 | 0.00091891 | 0 | 0 | 0 | 0 | 0.037623 | 0.0012774 | 0.056617 | 0.0002716 | 0 | 0 | 3.598 | 0.20335 | 0.02257 | 0.014769 | 0.015268 | 0.00025154 | 0.015558 | 0.0010058 | 0.015265 | 0.0002716 | 0.01506 | 0.00021963 | 0.014873 | 5.1967e-05 | 0.5667
768 | 44588.9174 | 0.93235 | 0.94441 | 1.3416 | 1.5121 | 12.7736 | 2.4599 | 0.52978 | 0.95803 | 0.60117 | 0.041575 | 7.0929 | 3.6664 | 0.43218 | 0.31967 | 0.14188 | 0.38257 | 0.080541 | 0.13479 | 0.43328 | 0.22755 | 2.3658 | 2.4264 | 0.090906 | 1.9981 | 0.38825 | 0.010446 | 0.68764 | 0.38663 | 0.10507 | 0.06243 | 8.5104 | 6.884 | 11.9881 | 0.51847 | 15.0226 | 2143.5547 | 0 | 0 | 0.8218 | 0.01593 | 0.65522 | 0.016491 | 0.3818 | 0.00091891 | 0 | 0 | 0 | 0 | 0.037623 | 0.0013395 | 0.057214 | 0.00028446 | 0 | 0 | 3.7761 | 0.21813 | 0.023598 | 0.01566 | 0.015268 | 0.00026989 | 0.015557 | 0.001055 | 0.015265 | 0.00028446 | 0.01506 | 0.00023001 | 0.014874 | 5.4441e-05 | 0.75079
769 | 41208.1139 | 0.92278 | 0.7723 | 1.1592 | 1.6476 | 12.192 | 5.0048 | 0.61315 | 1.503 | 0.26998 | 0.021243 | 7.1848 | 2.2129 | 0.429 | 0.39328 | 0.1285 | 0.35587 | 0.087611 | 0.1273 | 0.41597 | 0.18757 | 2.192 | 1.8175 | 0.087705 | 2.1366 | 0.41853 | 0.012835 | 0.63963 | 0.59006 | 0.13545 | 0.07046 | 10.5069 | 6.8692 | 9.8983 | 0.56644 | 13.849 | 1902.3791 | 0 | 0 | 0.75786 | 0.014278 | 0.60526 | 0.016491 | 0.37228 | 0.00091891 | 0 | 0 | 0 | 0 | 0.037624 | 0.0011969 | 0.055728 | 0.00025392 | 0 | 0 | 3.4505 | 0.19133 | 0.022221 | 0.014042 | 0.01506 | 0.0002367 | 0.015559 | 0.00094294 | 0.015265 | 0.00025392 | 0.01506 | 0.00020533 | 0.014874 | 4.8585e-05 | 0.66779
770 | 47756.0444 | 0.76108 | 0.71792 | 1.263 | 1.4984 | 13.072 | 2.4665 | 1.0129 | 0.68816 | 0.1411 | 0.048007 | 9.0915 | 1.5307 | 0.15371 | 0.3412 | 0.1462 | 0.34589 | 0.064841 | 0.13469 | 0.45739 | 0.19875 | 2.3317 | 2.2417 | 0.10779 | 1.6449 | 0.47114 | 0.012304 | 0.62552 | 0.50867 | 0.11527 | 0.067822 | 9.7321 | 6.9822 | 14.3395 | 0.64307 | 15.7037 | 2159.7318 | 0 | 0 | 0.74997 | 0.015914 | 0.69046 | 0.016491 | 0.54573 | 0.00091891 | 0 | 0 | 0 | 0 | 0.037622 | 0.0013634 | 0.057531 | 0.00029052 | 0 | 0 | 3.8001 | 0.22015 | 0.02359 | 0.015644 | 0.015268 | 0.00026955 | 0.015557 | 0.0010728 | 0.015265 | 0.00029052 | 0.01506 | 0.00023494 | 0.014873 | 5.5578e-05 | 0.61615
771 | 46499.4806 | 0.88907 | 0.83622 | 1.3909 | 1.239 | 9.2444 | 2.4626 | 0.56382 | 0.60555 | 1.022 | 0.055649 | 6.1673 | 3.317 | 0.38753 | 0.38563 | 0.13126 | 0.36916 | 0.081552 | 0.1548 | 0.44205 | 0.23379 | 2.7378 | 2.5753 | 0.098758 | 1.7512 | 0.34464 | 0.014307 | 0.50017 | 0.46616 | 0.12546 | 0.065874 | 9.3877 | 8.0407 | 11.1482 | 0.63249 | 14.938 | 2159.6706 | 0 | 0 | 0.77229 | 0.016055 | 0.64618 | 0.016491 | 0.38735 | 0.00091891 | 0 | 0 | 0 | 0 | 0.037622 | 0.0013634 | 0.057485 | 0.00028985 | 0 | 0 | 3.7966 | 0.21986 | 0.023656 | 0.015783 | 0.015268 | 0.00027239 | 0.015557 | 0.0010736 | 0.015265 | 0.00028985 | 0.01506 | 0.00023439 | 0.014874 | 5.5464e-05 | 0.81287
772 | 41364.4857 | 0.87217 | 0.98678 | 1.3703 | 1.5216 | 14.201 | 3.233 | 2.6906 | 0.40338 | 0.42498 | 0.047224 | 8.9588 | 3.5314 | 0.39083 | 0.28913 | 0.13653 | 0.30414 | 0.083828 | 0.13415 | 0.4307 | 0.15948 | 2.452 | 2.1053 | 0.087955 | 1.8909 | 0.39116 | 0.013016 | 0.61487 | 0.46929 | 0.10295 | 0.064993 | 11.1207 | 9.5654 | 13.7462 | 0.50807 | 14.6489 | 2024.9856 | 0 | 0 | 0.80838 | 0.015123 | 0.66538 | 0.016491 | 0.38142 | 0.00091891 | 0 | 0 | 0 | 0 | 0.037623 | 0.0012567 | 0.056318 | 0.00026619 | 0 | 0 | 3.6177 | 0.20498 | 0.022619 | 0.01487 | 0.015268 | 0.00025362 | 0.015558 | 0.00099052 | 0.015265 | 0.00026619 | 0.01506 | 0.00021524 | 0.014874 | 5.0948e-05 | 0.66546
773 | 44537.5152 | 0.97369 | 0.77829 | 1.247 | 1.6522 | 14.3391 | 1.7633 | 1.4239 | 1.8399 | 0.38241 | 0.066695 | 9.4437 | 2.8572 | 0.26656 | 0.38354 | 0.14258 | 0.37724 | 0.087414 | 0.13286 | 0.40345 | 0.21326 | 2.5703 | 2.3888 | 0.070472 | 1.7555 | 0.45892 | 0.011652 | 0.60952 | 0.4649 | 0.11715 | 0.075718 | 13.297 | 9.1636 | 11.4883 | 0.59811 | 14.6225 | 2041.5872 | 0 | 0 | 0.76357 | 0.015259 | 0.63907 | 0.016491 | 0.4155 | 0.00091891 | 0 | 0 | 0 | 0 | 0.037623 | 0.0012908 | 0.056748 | 0.00027442 | 0 | 0 | 3.6388 | 0.20672 | 0.023284 | 0.015003 | 0.015268 | 0.00025636 | 0.015558 | 0.0010164 | 0.015265 | 0.00027442 | 0.01506 | 0.00022191 | 0.014874 | 5.2506e-05 | 0.71027
774 | 49517.7604 | 0.94755 | 0.83964 | 1.5591 | 1.6626 | 9.5138 | 2.3068 | 0.54219 | 0.54889 | 1.1504 | 0.069177 | 9.9748 | 1.6759 | 0.34121 | 0.36176 | 0.15791 | 0.37667 | 0.064256 | 0.12199 | 0.49506 | 0.2402 | 2.7015 | 2.4416 | 0.088839 | 1.9482 | 0.43753 | 0.011646 | 0.48621 | 0.53824 | 0.11146 | 0.067883 | 7.8164 | 8.5133 | 15.3733 | 0.52906 | 15.82 | 2288.3777 | 0 | 0 | 0.75882 | 0.016945 | 0.72419 | 0.016491 | 0.43696 | 0.00091891 | 0 | 0 | 0 | 0 | 0.037663 | 0.0014473 | 0.058563 | 0.00030846 | 0 | 0 | 3.9651 | 0.23412 | 0.024069 | 0.016654 | 0.015268 | 0.00029048 | 0.015598 | 0.0011389 | 0.015265 | 0.00030846 | 0.015268 | 0.00024944 | 0.014874 | 5.9021e-05 | 0.81602
775 | 50142.3913 | 0.77098 | 0.8688 | 1.5162 | 1.6851 | 7.9143 | 3.6591 | 1.5386 | 1.5768 | 0.60993 | 0.057498 | 6.9632 | 1.7655 | 0.42705 | 0.32724 | 0.15772 | 0.31902 | 0.089333 | 0.1242 | 0.47438 | 0.21847 | 2.5017 | 2.0063 | 0.10461 | 1.9926 | 0.38388 | 0.013002 | 0.55435 | 0.47665 | 0.10521 | 0.066328 | 8.8779 | 9.1899 | 10.5496 | 0.51892 | 15.6284 | 2344.1565 | 0 | 0 | 0.78511 | 0.017255 | 0.66548 | 0.019491 | 0.40846 | 0.00091891 | 0 | 0 | 0 | 0 | 0.037663 | 0.0014737 | 0.05882 | 0.00031414 | 0 | 0 | 4.0044 | 0.23748 | 0.024212 | 0.016959 | 0.015268 | 0.00029681 | 0.015598 | 0.0011596 | 0.015265 | 0.00031414 | 0.015268 | 0.00025403 | 0.014874 | 6.011e-05 | 0.77932
776 | 48278.2243 | 0.89738 | 0.76501 | 1.4697 | 1.7397 | 9.8691 | 1.9377 | 1.1461 | 1.6257 | 0.51818 | 0.036539 | 6.4508 | 1.5984 | 0.28096 | 0.2812 | 0.12268 | 0.36267 | 0.084318 | 0.12154 | 0.43554 | 0.21377 | 2.3228 | 2.4317 | 0.088541 | 1.7831 | 0.39649 | 0.010266 | 0.59025 | 0.49154 | 0.11919 | 0.07826 | 12.2055 | 8.9898 | 9.0213 | 0.55449 | 15.0673 | 2193.4065 | 0 | 0 | 0.73291 | 0.016266 | 0.62051 | 0.016491 | 0.44232 | 0.00091891 | 0 | 0 | 0 | 0 | 0.037622 | 0.0013907 | 0.057805 | 0.00029644 | 0 | 0 | 3.8415 | 0.22363 | 0.023754 | 0.015989 | 0.015268 | 0.00027669 | 0.015557 | 0.0010943 | 0.015265 | 0.00029644 | 0.01506 | 0.00023973 | 0.014873 | 5.6717e-05 | 0.55302
777 | 47890.382 | 0.85842 | 0.85031 | 0.94485 | 1.2782 | 15.7019 | 4.2221 | 1.7427 | 1.8317 | 0.56053 | 0.07933 | 7.6881 | 2.8659 | 0.42028 | 0.30206 | 0.13977 | 0.3569 | 0.076536 | 0.14263 | 0.42224 | 0.22009 | 2.1015 | 2.0335 | 0.089299 | 1.4224 | 0.36143 | 0.013841 | 0.54687 | 0.45092 | 0.10658 | 0.063725 | 13.6376 | 8.7505 | 15.3957 | 0.58812 | 15.8139 | 2223.4235 | 0 | 0 | 0.92355 | 0.016521 | 0.7165 | 0.016491 | 0.39454 | 0.00091891 | 0 | 0 | 0 | 0 | 0.037622 | 0.0014059 | 0.057918 | 0.00029906 | 0 | 0 | 3.8798 | 0.22687 | 0.023872 | 0.01624 | 0.015268 | 0.00028184 | 0.015557 | 0.0011068 | 0.015265 | 0.00029906 | 0.01506 | 0.00024184 | 0.014874 | 5.7224e-05 | 0.66923
778 | 49710.7331 | 0.86389 | 0.84184 | 1.4605 | 1.1673 | 11.356 | 1.9497 | 1.957 | 1.9702 | 0.95028 | 0.03976 | 6.4839 | 0.86149 | 0.24112 | 0.31592 | 0.12253 | 0.33057 | 0.092708 | 0.1198 | 0.45441 | 0.18416 | 1.905 | 2.501 | 0.087519 | 1.5188 | 0.48425 | 0.013873 | 0.57054 | 0.56042 | 0.13138 | 0.073594 | 6.1413 | 6.4274 | 12.5077 | 0.5009 | 16.3304 | 2342.5187 | 0 | 0 | 0.78103 | 0.017006 | 0.68938 | 0.019491 | 0.55988 | 0.00091891 | 0 | 0 | 0 | 0 | 0.037663 | 0.0014549 | 0.058624 | 0.00030978 | 0 | 0 | 4.0083 | 0.23782 | 0.024097 | 0.016714 | 0.015268 | 0.00029167 | 0.015598 | 0.0011451 | 0.015265 | 0.00030978 | 0.015268 | 0.00025051 | 0.014874 | 5.9273e-05 | 0.7177
779 | 53248.0173 | 0.90759 | 0.78299 | 1.0505 | 1.8256 | 10.8242 | 3.2183 | 1.0668 | 0.84971 | 1.0991 | 0.074784 | 7.6489 | 3.4916 | 0.33608 | 0.37838 | 0.15127 | 0.30026 | 0.093986 | 0.12707 | 0.37176 | 0.2172 | 2.596 | 1.7228 | 0.09946 | 2.0712 | 0.44233 | 0.013981 | 0.47353 | 0.50191 | 0.10999 | 0.066373 | 8.9329 | 8.2627 | 9.3189 | 0.57678 | 16.1535 | 2436.8804 | 0 | 0 | 0.88373 | 0.017751 | 0.65368 | 0.019491 | 0.41819 | 0.00091891 | 0 | 0 | 0 | 0 | 0.037663 | 0.0015332 | 0.059444 | 0.00032771 | 0 | 0 | 4.127 | 0.24805 | 0.02444 | 0.017444 | 0.015268 | 0.00030694 | 0.015597 | 0.0012055 | 0.015265 | 0.00032771 | 0.015268 | 0.00026501 | 0.014874 | 6.2697e-05 | 0.84366
780 | 51472.232 | 0.96797 | 0.82477 | 1.1692 | 1.4932 | 6.0516 | 2.6059 | 3.6076 | 0.58563 | 0.43931 | 0.059332 | 6.4027 | 3.1805 | 0.14987 | 0.29936 | 0.12407 | 0.27813 | 0.071002 | 0.15599 | 0.46006 | 0.20398 | 2.4582 | 2.2788 | 0.092677 | 1.8438 | 0.48401 | 0.011237 | 0.52692 | 0.53026 | 0.10731 | 0.076615 | 10.8948 | 6.8357 | 12.0521 | 0.65245 | 16.5582 | 2390.7874 | 0 | 0 | 0.85737 | 0.01744 | 0.68978 | 0.019491 | 0.53459 | 0.00091891 | 0 | 0 | 0 | 0 | 0.037663 | 0.0014981 | 0.059072 | 0.00031955 | 0 | 0 | 4.0679 | 0.24294 | 0.024297 | 0.017139 | 0.015268 | 0.00030055 | 0.015598 | 0.0011786 | 0.015265 | 0.00031955 | 0.015268 | 0.00025841 | 0.014874 | 6.1141e-05 | 0.68685
781 | 49160.8683 | 0.96877 | 0.94964 | 1.1659 | 1.1657 | 6.431 | 4.0229 | 3.9578 | 1.8854 | 0.69359 | 0.032831 | 8.5793 | 1.2014 | 0.29159 | 0.31001 | 0.14247 | 0.35938 | 0.084196 | 0.15051 | 0.38173 | 0.19849 | 2.2094 | 2.0526 | 0.083257 | 1.7135 | 0.46041 | 0.011447 | 0.61246 | 0.50214 | 0.13267 | 0.061867 | 7.9775 | 7.8401 | 12.2288 | 0.53779 | 16.419 | 2372.4784 | 0 | 0 | 0.90949 | 0.01732 | 0.69075 | 0.019491 | 0.48134 | 0.00091891 | 0 | 0 | 0 | 0 | 0.037663 | 0.0014726 | 0.058767 | 0.0003132 | 0 | 0 | 4.0445 | 0.24093 | 0.024242 | 0.017022 | 0.015268 | 0.00029809 | 0.015598 | 0.0011594 | 0.015265 | 0.0003132 | 0.015268 | 0.00025326 | 0.014874 | 5.9937e-05 | 0.80809
782 | 40062.7711 | 0.88532 | 0.85021 | 1.457 | 1.7119 | 12.0847 | 4.9618 | 0.57549 | 1.1581 | 0.95132 | 0.033253 | 8.9166 | 0.83028 | 0.12917 | 0.29304 | 0.13113 | 0.31754 | 0.075388 | 0.13502 | 0.52969 | 0.18011 | 1.7916 | 2.3852 | 0.070799 | 1.9163 | 0.36996 | 0.01488 | 0.54781 | 0.49416 | 0.11617 | 0.073888 | 8.0122 | 8.4151 | 8.5022 | 0.57497 | 14.4166 | 1895.1403 | 0 | 0 | 0.71977 | 0.014231 | 0.5846 | 0.016491 | 0.56389 | 0.00091891 | 0 | 0 | 0 | 0 | 0.037624 | 0.0011825 | 0.055543 | 0.00025047 | 0 | 0 | 3.4408 | 0.19055 | 0.022199 | 0.013995 | 0.01506 | 0.00023577 | 0.015559 | 0.00093203 | 0.015265 | 0.00025047 | 0.01506 | 0.00020254 | 0.014874 | 4.7929e-05 | 0.54307
783 | 48151.8222 | 0.92049 | 0.86902 | 1.3975 | 1.4641 | 8.1809 | 2.828 | 1.2809 | 1.1478 | 0.41313 | 0.067139 | 9.644 | 1.2896 | 0.39414 | 0.37502 | 0.14396 | 0.37652 | 0.093486 | 0.15942 | 0.46893 | 0.22375 | 2.2363 | 2.1626 | 0.090231 | 1.4816 | 0.43523 | 0.011827 | 0.53146 | 0.56059 | 0.11551 | 0.056049 | 9.1691 | 9.7298 | 10.6405 | 0.62524 | 15.42 | 2244.8469 | 0 | 0 | 0.7979 | 0.016676 | 0.64864 | 0.016491 | 0.42342 | 0.00091891 | 0 | 0 | 0 | 0 | 0.037622 | 0.001418 | 0.058042 | 0.00030177 | 0 | 0 | 3.9077 | 0.22924 | 0.023944 | 0.016391 | 0.015268 | 0.00028498 | 0.015556 | 0.0011163 | 0.015265 | 0.00030177 | 0.01506 | 0.00024403 | 0.014874 | 5.7745e-05 | 0.85791
784 | 51555.3708 | 0.94193 | 0.82115 | 1.4125 | 1.8698 | 14.7352 | 2.3713 | 2.822 | 1.7724 | 1.0512 | 0.069897 | 9.3457 | 3.8198 | 0.32858 | 0.3423 | 0.12664 | 0.34084 | 0.072941 | 0.14578 | 0.44652 | 0.22417 | 2.3173 | 1.8944 | 0.098335 | 1.9847 | 0.45532 | 0.013381 | 0.56657 | 0.47783 | 0.12682 | 0.068073 | 10.1027 | 6.0572 | 15.8374 | 0.59678 | 16.1735 | 2391.8793 | 0 | 0 | 0.79293 | 0.017449 | 0.75007 | 0.019491 | 0.41635 | 0.00091891 | 0 | 0 | 0 | 0 | 0.037663 | 0.0014984 | 0.059089 | 0.00031991 | 0 | 0 | 4.0692 | 0.24306 | 0.024301 | 0.017148 | 0.015268 | 0.00030077 | 0.015598 | 0.0011785 | 0.015265 | 0.00031991 | 0.015268 | 0.0002587 | 0.014874 | 6.121e-05 | 0.7825
785 | 51361.5307 | 0.82925 | 0.93859 | 1.1341 | 1.2298 | 10.5294 | 4.1726 | 1.2947 | 1.1216 | 0.87946 | 0.034504 | 9.1385 | 2.7037 | 0.27799 | 0.33494 | 0.11324 | 0.39792 | 0.067913 | 0.15802 | 0.44665 | 0.2165 | 2.0968 | 2.5112 | 0.095729 | 2.0576 | 0.5116 | 0.011 | 0.58155 | 0.58629 | 0.1441 | 0.067757 | 8.4796 | 6.846 | 13.1335 | 0.56081 | 16.7536 | 2461.7772 | 0 | 0 | 0.93124 | 0.017923 | 0.71817 | 0.019491 | 0.45569 | 0.00091891 | 0 | 0 | 0 | 0 | 0.037663 | 0.0015326 | 0.059368 | 0.00032647 | 0 | 0 | 4.1593 | 0.25086 | 0.024519 | 0.017612 | 0.015268 | 0.0003104 | 0.015597 | 0.0012061 | 0.015265 | 0.00032647 | 0.015268 | 0.00026399 | 0.014874 | 6.2475e-05 | 0.89897
786 | 50571.9917 | 0.82278 | 0.7389 | 1.2084 | 1.8496 | 9.286 | 2.7118 | 1.1789 | 1.9746 | 1.1669 | 0.055435 | 6.0138 | 3.4405 | 0.18823 | 0.37526 | 0.1166 | 0.37869 | 0.076101 | 0.13327 | 0.50255 | 0.18229 | 2.3724 | 1.9455 | 0.091034 | 2.0081 | 0.48393 | 0.010701 | 0.66688 | 0.44991 | 0.11701 | 0.064768 | 8.6532 | 7.013 | 15.2069 | 0.61117 | 15.9918 | 2271.8191 | 0 | 0 | 0.79268 | 0.016797 | 0.71862 | 0.016491 | 0.47738 | 0.00091891 | 0 | 0 | 0 | 0 | 0.037663 | 0.0014448 | 0.058576 | 0.00030846 | 0 | 0 | 3.9441 | 0.23234 | 0.024 | 0.01651 | 0.015268 | 0.00028748 | 0.015598 | 0.0011364 | 0.015265 | 0.00030846 | 0.015268 | 0.00024945 | 0.014873 | 5.9011e-05 | 0.74198
787 | 52846.0057 | 0.84114 | 0.75027 | 1.2949 | 1.3358 | 12.1375 | 1.8837 | 3.6398 | 1.2153 | 0.28766 | 0.021055 | 7.107 | 3.6062 | 0.16072 | 0.3153 | 0.11284 | 0.34555 | 0.079364 | 0.11792 | 0.50478 | 0.17816 | 2.0877 | 2.3401 | 0.094819 | 1.5496 | 0.40631 | 0.014049 | 0.62217 | 0.51814 | 0.098192 | 0.067051 | 12.6655 | 7.3823 | 10.3471 | 0.56591 | 16.245 | 2397.5509 | 0 | 0 | 0.79123 | 0.017485 | 0.66528 | 0.019491 | 0.5158 | 0.00091891 | 0 | 0 | 0 | 0 | 0.037663 | 0.0015128 | 0.059236 | 0.00032298 | 0 | 0 | 4.0763 | 0.24367 | 0.024318 | 0.017184 | 0.015268 | 0.00030146 | 0.015598 | 0.0011898 | 0.015265 | 0.00032298 | 0.015268 | 0.00026119 | 0.014873 | 6.1788e-05 | 0.66325
788 | 45279.9537 | 0.82326 | 0.71976 | 0.95322 | 1.6562 | 8.3789 | 4.5567 | 0.52037 | 0.8842 | 0.52939 | 0.078531 | 6.5994 | 3.9413 | 0.17953 | 0.29075 | 0.1154 | 0.34144 | 0.070889 | 0.10332 | 0.43927 | 0.18559 | 2.2187 | 2.3787 | 0.10799 | 2.0645 | 0.33932 | 0.011552 | 0.49871 | 0.49108 | 0.1158 | 0.067489 | 9.4633 | 7.9997 | 13.4809 | 0.52815 | 15.0202 | 2041.2329 | 0 | 0 | 0.8222 | 0.015229 | 0.66345 | 0.016491 | 0.45487 | 0.00091891 | 0 | 0 | 0 | 0 | 0.037623 | 0.0012955 | 0.056819 | 0.00027572 | 0 | 0 | 3.6389 | 0.20672 | 0.02327 | 0.014973 | 0.015268 | 0.00025574 | 0.015558 | 0.0010198 | 0.015265 | 0.00027572 | 0.01506 | 0.00022297 | 0.014873 | 5.2749e-05 | 0.49933
789 | 49425.2967 | 0.86938 | 0.86187 | 1.1406 | 1.5279 | 12.072 | 3.2241 | 2.4609 | 1.4287 | 0.35619 | 0.075232 | 9.6988 | 1.5167 | 0.17721 | 0.28263 | 0.15735 | 0.38411 | 0.072374 | 0.1274 | 0.52383 | 0.19397 | 2.41 | 2.2304 | 0.080634 | 1.7266 | 0.44894 | 0.0155 | 0.4679 | 0.51647 | 0.13549 | 0.078431 | 12.2454 | 7.6954 | 9.4427 | 0.51887 | 16.2014 | 2326.1538 | 0 | 0 | 0.87209 | 0.017016 | 0.64575 | 0.019491 | 0.53077 | 0.00091891 | 0 | 0 | 0 | 0 | 0.037663 | 0.0014524 | 0.058604 | 0.00030941 | 0 | 0 | 3.984 | 0.23574 | 0.024102 | 0.016724 | 0.015268 | 0.00029192 | 0.015598 | 0.001143 | 0.015265 | 0.00030941 | 0.015268 | 0.0002502 | 0.014874 | 5.9205e-05 | 0.65701
790 | 50364.353 | 0.79395 | 0.79412 | 1.0415 | 1.8144 | 15.5485 | 2.3724 | 1.6373 | 0.47284 | 0.75811 | 0.072936 | 8.7962 | 0.55676 | 0.39339 | 0.28165 | 0.16339 | 0.31104 | 0.080797 | 0.12726 | 0.54912 | 0.19716 | 2.4975 | 2.3202 | 0.10216 | 1.841 | 0.38177 | 0.012798 | 0.62786 | 0.43586 | 0.13915 | 0.08228 | 13.5383 | 8.7997 | 12.1534 | 0.53983 | 16.2399 | 2314.0523 | 0 | 0 | 0.87296 | 0.016982 | 0.68452 | 0.019491 | 0.51142 | 0.00091891 | 0 | 0 | 0 | 0 | 0.037663 | 0.0014577 | 0.058691 | 0.00031111 | 0 | 0 | 3.9668 | 0.23427 | 0.024086 | 0.016691 | 0.015268 | 0.00029125 | 0.015598 | 0.0011466 | 0.015265 | 0.00031111 | 0.015268 | 0.00025159 | 0.014874 | 5.9526e-05 | 0.60419
791 | 45394.882 | 0.97843 | 0.93694 | 1.449 | 1.4838 | 11.9169 | 4.2909 | 3.1055 | 0.93825 | 0.74941 | 0.028183 | 8.6761 | 3.4504 | 0.42759 | 0.30969 | 0.11431 | 0.32988 | 0.084437 | 0.11385 | 0.51494 | 0.2292 | 2.1441 | 2.455 | 0.08582 | 1.9619 | 0.34201 | 0.012562 | 0.54125 | 0.39331 | 0.11122 | 0.069057 | 10.112 | 9.0913 | 10.119 | 0.45966 | 14.9904 | 2174.6688 | 0 | 0 | 0.79914 | 0.016145 | 0.63385 | 0.016491 | 0.38429 | 0.00091891 | 0 | 0 | 0 | 0 | 0.037622 | 0.001359 | 0.057414 | 0.00028862 | 0 | 0 | 3.8172 | 0.22159 | 0.023697 | 0.01587 | 0.015268 | 0.00027422 | 0.015557 | 0.0010704 | 0.015265 | 0.00028862 | 0.01506 | 0.00023338 | 0.014874 | 5.5233e-05 | 0.73307
792 | 51407.2936 | 0.93838 | 0.83703 | 1.1912 | 1.8189 | 13.876 | 2.2948 | 1.5923 | 0.76085 | 0.82689 | 0.034611 | 8.8626 | 3.6412 | 0.37125 | 0.36881 | 0.1263 | 0.37936 | 0.0783 | 0.11356 | 0.54529 | 0.20396 | 2.4628 | 2.206 | 0.081621 | 2.0946 | 0.45242 | 0.013479 | 0.50437 | 0.55351 | 0.12523 | 0.058167 | 11.6062 | 9.2562 | 11.7288 | 0.48824 | 16.0515 | 2395.4999 | 0 | 0 | 0.85719 | 0.017474 | 0.68613 | 0.019491 | 0.40815 | 0.00091891 | 0 | 0 | 0 | 0 | 0.037663 | 0.0014993 | 0.059092 | 0.00032004 | 0 | 0 | 4.0739 | 0.24347 | 0.024313 | 0.017172 | 0.015268 | 0.00030127 | 0.015598 | 0.0011793 | 0.015265 | 0.00032004 | 0.015268 | 0.0002588 | 0.014874 | 6.1235e-05 | 0.86041
793 | 42276.4812 | 0.99969 | 0.96114 | 1.5235 | 1.3862 | 13.4424 | 2.0123 | 0.88882 | 0.88986 | 0.16579 | 0.049682 | 6.1377 | 2.2473 | 0.14818 | 0.28886 | 0.154 | 0.28588 | 0.089584 | 0.15395 | 0.51623 | 0.20374 | 2.5144 | 1.9767 | 0.089548 | 1.7286 | 0.37056 | 0.015229 | 0.61377 | 0.51718 | 0.11284 | 0.070074 | 12.7533 | 7.6068 | 10.2698 | 0.56808 | 14.9936 | 2051.6668 | 0 | 0 | 0.77136 | 0.015305 | 0.6239 | 0.016491 | 0.50995 | 0.00091891 | 0 | 0 | 0 | 0 | 0.037623 | 0.0012761 | 0.056527 | 0.00027036 | 0 | 0 | 3.6536 | 0.20793 | 0.023306 | 0.015048 | 0.015268 | 0.00025727 | 0.015558 | 0.0010057 | 0.015265 | 0.00027036 | 0.01506 | 0.00021862 | 0.014874 | 5.1742e-05 | 0.6574
794 | 46702.1885 | 0.79036 | 0.87338 | 1.2747 | 1.4687 | 10.4475 | 2.7723 | 3.5084 | 1.3935 | 1.1112 | 0.022709 | 9.234 | 2.196 | 0.34264 | 0.34825 | 0.12609 | 0.27893 | 0.084061 | 0.13762 | 0.47294 | 0.17333 | 2.3482 | 2.636 | 0.087576 | 1.6814 | 0.48272 | 0.011214 | 0.52886 | 0.50049 | 0.10906 | 0.07248 | 12.2652 | 9.7566 | 12.7159 | 0.56747 | 15.4489 | 2204.9414 | 0 | 0 | 0.81987 | 0.016268 | 0.67116 | 0.016491 | 0.4239 | 0.00091891 | 0 | 0 | 0 | 0 | 0.037622 | 0.0013792 | 0.057645 | 0.00029333 | 0 | 0 | 3.859 | 0.22511 | 0.023755 | 0.015991 | 0.015268 | 0.00027672 | 0.015557 | 0.0010859 | 0.015265 | 0.00029333 | 0.01506 | 0.0002372 | 0.014874 | 5.6131e-05 | 0.77756
795 | 55044.4283 | 0.90582 | 0.87559 | 1.2441 | 1.7844 | 10.9484 | 3.5606 | 1.892 | 1.3175 | 0.51436 | 0.069779 | 9.0439 | 3.5673 | 0.28726 | 0.27366 | 0.13375 | 0.37466 | 0.072827 | 0.13537 | 0.43822 | 0.22074 | 1.9809 | 2.4353 | 0.095211 | 2.0479 | 0.4916 | 0.013625 | 0.58586 | 0.46953 | 0.11392 | 0.062368 | 8.2621 | 8.4322 | 9.9628 | 0.54379 | 16.8089 | 2578.1587 | 0 | 0 | 0.88796 | 0.018701 | 0.67654 | 0.019491 | 0.44904 | 0.00091891 | 0 | 0 | 0 | 0 | 0.037662 | 0.0016149 | 0.060206 | 0.00034527 | 0 | 0 | 4.307 | 0.26379 | 0.024876 | 0.018375 | 0.015268 | 0.00032643 | 0.015597 | 0.0012696 | 0.015265 | 0.00034527 | 0.015268 | 0.0002792 | 0.014874 | 6.6065e-05 | 0.72231
796 | 43767.399 | 0.81476 | 0.93414 | 1.0799 | 1.6004 | 12.5381 | 2.8241 | 2.6992 | 1.8948 | 0.89509 | 0.039998 | 6.8353 | 1.2664 | 0.37314 | 0.3799 | 0.12843 | 0.34513 | 0.080353 | 0.13598 | 0.39735 | 0.22056 | 2.205 | 2.4795 | 0.095059 | 1.7304 | 0.40448 | 0.011017 | 0.64448 | 0.50667 | 0.10445 | 0.057202 | 12.7976 | 6.9031 | 9.6761 | 0.52946 | 15.0105 | 2092.7918 | 0 | 0 | 0.88582 | 0.015649 | 0.62072 | 0.016491 | 0.41604 | 0.00091891 | 0 | 0 | 0 | 0 | 0.037623 | 0.0013118 | 0.056924 | 0.00027841 | 0 | 0 | 3.7068 | 0.21235 | 0.023466 | 0.015385 | 0.015268 | 0.00026421 | 0.015557 | 0.0010334 | 0.015265 | 0.00027841 | 0.01506 | 0.00022513 | 0.014874 | 5.3282e-05 | 0.86381
797 | 50759.4771 | 0.94531 | 0.92412 | 0.95047 | 1.8 | 12.2769 | 2.1028 | 3.3434 | 0.55333 | 0.92745 | 0.02167 | 6.6976 | 3.6374 | 0.40413 | 0.3585 | 0.14724 | 0.35315 | 0.077849 | 0.11305 | 0.35367 | 0.2019 | 2.2661 | 1.7248 | 0.086688 | 1.8537 | 0.47641 | 0.012625 | 0.5503 | 0.53076 | 0.10474 | 0.066664 | 10.0334 | 6.1116 | 13.0033 | 0.46017 | 16.5585 | 2426.5401 | 0 | 0 | 0.98949 | 0.017684 | 0.71198 | 0.019491 | 0.40466 | 0.00091891 | 0 | 0 | 0 | 0 | 0.037663 | 0.0014998 | 0.059046 | 0.00031928 | 0 | 0 | 4.1144 | 0.24697 | 0.02441 | 0.017378 | 0.015268 | 0.00030558 | 0.015598 | 0.0011805 | 0.015265 | 0.00031928 | 0.015268 | 0.0002582 | 0.014874 | 6.1078e-05 | 0.93206
798 | 50867.0601 | 0.82373 | 0.99932 | 1.5022 | 1.2701 | 12.8825 | 1.8217 | 3.6005 | 1.0746 | 0.091936 | 0.075598 | 8.139 | 3.5292 | 0.23624 | 0.3576 | 0.1234 | 0.3685 | 0.091925 | 0.15047 | 0.36749 | 0.23862 | 2.3587 | 2.0881 | 0.092074 | 1.8375 | 0.39671 | 0.012747 | 0.56986 | 0.48517 | 0.12278 | 0.073864 | 7.9497 | 7.6871 | 8.4363 | 0.5234 | 16.3773 | 2480.4387 | 0 | 0 | 0.85485 | 0.018048 | 0.6438 | 0.019491 | 0.46798 | 0.00091891 | 0 | 0 | 0 | 0 | 0.037663 | 0.0015374 | 0.059398 | 0.00032731 | 0 | 0 | 4.1833 | 0.25295 | 0.024577 | 0.017735 | 0.015268 | 0.00031298 | 0.015597 | 0.0012101 | 0.015265 | 0.00032731 | 0.015268 | 0.00026467 | 0.014874 | 6.264e-05 | 1.0281
799 | 40852.6079 | 0.97111 | 0.85358 | 0.94636 | 1.372 | 6.9108 | 3.7937 | 1.2873 | 0.8586 | 1.1976 | 0.075731 | 8.9917 | 0.82283 | 0.23178 | 0.29401 | 0.12418 | 0.30511 | 0.086097 | 0.13602 | 0.43735 | 0.18155 | 2.1426 | 2.4737 | 0.10199 | 1.6732 | 0.43303 | 0.014083 | 0.55091 | 0.4861 | 0.1216 | 0.079268 | 7.9294 | 7.548 | 10.5252 | 0.57018 | 14.7108 | 1939.9593 | 0 | 0 | 0.86415 | 0.014476 | 0.61551 | 0.016491 | 0.48109 | 0.00091891 | 0 | 0 | 0 | 0 | 0.037624 | 0.0012073 | 0.055809 | 0.0002557 | 0 | 0 | 3.5039 | 0.19566 | 0.022314 | 0.014236 | 0.01506 | 0.00024063 | 0.015558 | 0.00095159 | 0.015265 | 0.0002557 | 0.01506 | 0.00020677 | 0.014874 | 4.893e-05 | 0.55834
800 | 46414.3426 | 0.96336 | 0.97477 | 1.3999 | 1.4021 | 11.408 | 3.3892 | 1.3002 | 1.2703 | 0.5096 | 0.05891 | 9.8861 | 1.0346 | 0.28963 | 0.28325 | 0.14384 | 0.33394 | 0.082392 | 0.11544 | 0.42414 | 0.18522 | 2.3266 | 2.3796 | 0.082956 | 2.162 | 0.40259 | 0.013236 | 0.63799 | 0.51756 | 0.13161 | 0.065498 | 7.363 | 8.1653 | 13.9484 | 0.43357 | 15.9554 | 2242.8958 | 0 | 0 | 0.83545 | 0.016606 | 0.69772 | 0.016491 | 0.48585 | 0.00091891 | 0 | 0 | 0 | 0 | 0.037622 | 0.0013989 | 0.057811 | 0.00029712 | 0 | 0 | 3.907 | 0.22918 | 0.023912 | 0.016323 | 0.015268 | 0.00028358 | 0.015557 | 0.0011018 | 0.015265 | 0.00029712 | 0.01506 | 0.00024026 | 0.014874 | 5.686e-05 | 0.72018
801 | 52464.6726 | 0.90329 | 0.73113 | 1.1331 | 1.6645 | 9.6193 | 4.0345 | 0.60197 | 1.337 | 1.1182 | 0.031055 | 8.6977 | 2.9276 | 0.20873 | 0.30218 | 0.1428 | 0.36908 | 0.082831 | 0.14569 | 0.44709 | 0.1802 | 2.1108 | 1.8252 | 0.099635 | 1.6017 | 0.46828 | 0.011568 | 0.66518 | 0.46713 | 0.13944 | 0.069344 | 9.287 | 8.9114 | 8.9505 | 0.63571 | 15.9578 | 2368.429 | 0 | 0 | 0.82132 | 0.017289 | 0.64242 | 0.019491 | 0.47117 | 0.00091891 | 0 | 0 | 0 | 0 | 0.037663 | 0.0014946 | 0.059073 | 0.0003193 | 0 | 0 | 4.0387 | 0.24043 | 0.024228 | 0.016992 | 0.015268 | 0.00029748 | 0.015598 | 0.0011753 | 0.015265 | 0.0003193 | 0.015268 | 0.00025822 | 0.014873 | 6.1082e-05 | 0.61218
802 | 42338.1918 | 0.83785 | 0.93307 | 1.03 | 1.7836 | 15.8875 | 2.9299 | 3.0468 | 1.87 | 0.67472 | 0.029528 | 7.2688 | 3.304 | 0.4199 | 0.3504 | 0.13987 | 0.29646 | 0.079446 | 0.14537 | 0.50016 | 0.21859 | 1.9072 | 2.3262 | 0.089714 | 1.9473 | 0.42898 | 0.011626 | 0.44391 | 0.49274 | 0.10741 | 0.065964 | 8.1117 | 9.9649 | 9.081 | 0.56837 | 14.7723 | 2062.5276 | 0 | 0 | 0.89026 | 0.015211 | 0.60823 | 0.016491 | 0.38676 | 0.00091891 | 0 | 0 | 0 | 0 | 0.037623 | 0.001269 | 0.056473 | 0.00026919 | 0 | 0 | 3.6726 | 0.20951 | 0.023262 | 0.014956 | 0.015268 | 0.00025542 | 0.015558 | 0.00099983 | 0.015265 | 0.00026919 | 0.01506 | 0.00021767 | 0.014874 | 5.1514e-05 | 0.76964
803 | 46666.0333 | 0.94407 | 0.99817 | 1.3436 | 1.3566 | 9.0563 | 2.5741 | 2.3648 | 0.44383 | 0.12431 | 0.071427 | 7.3535 | 2.2654 | 0.29549 | 0.29268 | 0.13152 | 0.29803 | 0.070958 | 0.15736 | 0.43841 | 0.18733 | 2.3803 | 2.4093 | 0.079748 | 1.8591 | 0.42787 | 0.011835 | 0.57211 | 0.49841 | 0.10565 | 0.083214 | 11.459 | 7.7106 | 11.2298 | 0.56359 | 15.6523 | 2252.7409 | 0 | 0 | 0.86262 | 0.016778 | 0.65793 | 0.016491 | 0.42738 | 0.00091891 | 0 | 0 | 0 | 0 | 0.037622 | 0.0014135 | 0.057953 | 0.00030021 | 0 | 0 | 3.9172 | 0.23004 | 0.023991 | 0.016491 | 0.015268 | 0.00028706 | 0.015557 | 0.0011133 | 0.015265 | 0.00030021 | 0.01506 | 0.00024276 | 0.014874 | 5.7455e-05 | 0.77086
804 | 46485.2327 | 0.9031 | 0.81055 | 1.0671 | 1.1275 | 11.5277 | 1.4963 | 3.0703 | 0.52348 | 0.098462 | 0.06458 | 9.5585 | 3.9541 | 0.19393 | 0.30251 | 0.16687 | 0.35361 | 0.095989 | 0.14198 | 0.42 | 0.18633 | 2.671 | 2.3479 | 0.090577 | 1.693 | 0.47131 | 0.013932 | 0.52286 | 0.50127 | 0.11545 | 0.060618 | 13.1175 | 8.6412 | 11.43 | 0.61393 | 15.3632 | 2146.2492 | 0 | 0 | 0.84512 | 0.015946 | 0.64848 | 0.016491 | 0.45762 | 0.00091891 | 0 | 0 | 0 | 0 | 0.037622 | 0.0013568 | 0.057422 | 0.00028847 | 0 | 0 | 3.7792 | 0.2184 | 0.023605 | 0.015676 | 0.015268 | 0.00027016 | 0.015557 | 0.0010684 | 0.015265 | 0.00028847 | 0.01506 | 0.00023327 | 0.014874 | 5.5198e-05 | 0.61397
805 | 49459.0422 | 0.83283 | 0.72291 | 1.4608 | 1.794 | 9.7847 | 4.1324 | 3.1284 | 1.5808 | 0.071974 | 0.064196 | 8.4454 | 3.9071 | 0.43299 | 0.30072 | 0.13876 | 0.40659 | 0.075237 | 0.13091 | 0.42785 | 0.17744 | 1.9821 | 1.8594 | 0.10591 | 1.6127 | 0.42659 | 0.011233 | 0.61295 | 0.51887 | 0.14169 | 0.077789 | 7.7184 | 9.5778 | 15.3882 | 0.58733 | 15.2294 | 2214.8361 | 0 | 0 | 0.72104 | 0.016411 | 0.71451 | 0.016491 | 0.37923 | 0.00091891 | 0 | 0 | 0 | 0 | 0.037622 | 0.0014088 | 0.058004 | 0.00030058 | 0 | 0 | 3.8695 | 0.226 | 0.023821 | 0.016132 | 0.015268 | 0.00027964 | 0.015557 | 0.0011083 | 0.015265 | 0.00030058 | 0.01506 | 0.00024308 | 0.014873 | 5.7499e-05 | 0.56685
806 | 52099.9323 | 0.85932 | 0.78374 | 1.0616 | 1.511 | 11.7919 | 2.9693 | 2.7132 | 1.4309 | 0.85846 | 0.02513 | 8.3334 | 2.4348 | 0.38494 | 0.37038 | 0.14439 | 0.28148 | 0.087248 | 0.14189 | 0.40524 | 0.20531 | 2.3397 | 2.6024 | 0.077666 | 1.8242 | 0.39007 | 0.014894 | 0.63872 | 0.49801 | 0.13201 | 0.064077 | 10.6334 | 8.695 | 9.2452 | 0.60051 | 15.9483 | 2388.9919 | 0 | 0 | 0.87232 | 0.017428 | 0.64849 | 0.019491 | 0.41586 | 0.00091891 | 0 | 0 | 0 | 0 | 0.037663 | 0.0015026 | 0.059131 | 0.00032074 | 0 | 0 | 4.0654 | 0.24273 | 0.024292 | 0.017128 | 0.015268 | 0.00030031 | 0.015598 | 0.0011818 | 0.015265 | 0.00032074 | 0.015268 | 0.00025938 | 0.014874 | 6.1364e-05 | 0.80894
807 | 48292.4564 | 0.98114 | 0.81161 | 1.2659 | 1.5952 | 9.7477 | 2.4262 | 3.6766 | 0.98296 | 0.29659 | 0.022439 | 8.8356 | 3.6584 | 0.27311 | 0.36446 | 0.15651 | 0.3482 | 0.066411 | 0.14362 | 0.44669 | 0.21781 | 2.3837 | 2.1644 | 0.088456 | 1.6226 | 0.49565 | 0.010935 | 0.64644 | 0.39836 | 0.09987 | 0.071865 | 11.1105 | 9.3077 | 15.905 | 0.62138 | 15.6632 | 2224.2283 | 0 | 0 | 0.80171 | 0.016475 | 0.7228 | 0.016491 | 0.42296 | 0.00091891 | 0 | 0 | 0 | 0 | 0.037622 | 0.0014043 | 0.057922 | 0.00029905 | 0 | 0 | 3.8822 | 0.22707 | 0.023851 | 0.016194 | 0.015268 | 0.00028091 | 0.015557 | 0.0011052 | 0.015265 | 0.00029905 | 0.01506 | 0.00024183 | 0.014874 | 5.7217e-05 | 0.76945
808 | 55886.7571 | 0.78542 | 0.80251 | 1.4115 | 1.6148 | 5.5105 | 4.1263 | 2.5969 | 1.0945 | 0.2065 | 0.03083 | 9.6773 | 3.8424 | 0.34532 | 0.35654 | 0.13817 | 0.35005 | 0.064945 | 0.13016 | 0.53947 | 0.24117 | 2.3878 | 2.7982 | 0.088792 | 2.1933 | 0.40101 | 0.012257 | 0.59893 | 0.5449 | 0.11244 | 0.073645 | 13.3429 | 6.4496 | 15.067 | 0.56724 | 16.8027 | 2561.6604 | 0 | 0 | 0.80995 | 0.018587 | 0.76024 | 0.019491 | 0.42355 | 0.00091891 | 0 | 0 | 0 | 0 | 0.037662 | 0.0016161 | 0.06024 | 0.00034583 | 0 | 0 | 4.2859 | 0.26193 | 0.024824 | 0.018263 | 0.015268 | 0.00032406 | 0.015597 | 0.0012703 | 0.015265 | 0.00034583 | 0.015268 | 0.00027966 | 0.014874 | 6.6169e-05 | 0.85944
809 | 55639.3026 | 0.78808 | 0.94176 | 1.0611 | 1.1507 | 14.1056 | 1.6192 | 1.1603 | 1.6953 | 1.1156 | 0.059638 | 7.5529 | 3.3949 | 0.12553 | 0.30993 | 0.1282 | 0.26845 | 0.0979 | 0.10998 | 0.39438 | 0.18712 | 2.4155 | 2.6136 | 0.095478 | 1.8197 | 0.5214 | 0.012368 | 0.48733 | 0.46771 | 0.11454 | 0.068525 | 6.85 | 9.1051 | 11.2111 | 0.44321 | 18.0799 | 2652.3354 | 0 | 0 | 0.99369 | 0.019199 | 0.70851 | 0.019491 | 0.61497 | 0.00091891 | 0 | 0 | 0 | 0 | 0.037662 | 0.0016564 | 0.060555 | 0.00035352 | 0 | 0 | 4.4004 | 0.27206 | 0.025738 | 0.018862 | 0.015268 | 0.00033661 | 0.015596 | 0.0013029 | 0.015265 | 0.00035352 | 0.015268 | 0.00028587 | 0.014874 | 6.765e-05 | 0.90488
810 | 40339.4973 | 0.76614 | 0.78008 | 1.1544 | 1.3881 | 9.7415 | 2.7054 | 0.55708 | 1.2417 | 0.069131 | 0.021154 | 9.3729 | 3.364 | 0.41432 | 0.36954 | 0.14121 | 0.3241 | 0.088344 | 0.12941 | 0.53188 | 0.22892 | 2.3581 | 2.3828 | 0.081041 | 1.8844 | 0.36619 | 0.011479 | 0.67114 | 0.40268 | 0.11412 | 0.077667 | 11.6658 | 7.4766 | 12.9315 | 0.59031 | 13.906 | 1884.631 | 0 | 0 | 0.75651 | 0.014054 | 0.63717 | 0.016491 | 0.36831 | 0.00091891 | 0 | 0 | 0 | 0 | 0.037624 | 0.0011738 | 0.055462 | 0.00024873 | 0 | 0 | 3.429 | 0.1896 | 0.022115 | 0.013822 | 0.01506 | 0.0002322 | 0.015559 | 0.0009251 | 0.015265 | 0.00024873 | 0.01506 | 0.00020114 | 0.014874 | 4.7591e-05 | 0.62156
811 | 44306.9044 | 0.80317 | 0.85976 | 1.1607 | 1.4933 | 12.2134 | 4.2859 | 1.9417 | 1.7966 | 1.0658 | 0.03859 | 7.0865 | 1.3804 | 0.34032 | 0.29225 | 0.1345 | 0.378 | 0.079931 | 0.14754 | 0.36646 | 0.20404 | 2.2079 | 2.47 | 0.07349 | 2.0541 | 0.45062 | 0.011755 | 0.62744 | 0.48088 | 0.11205 | 0.058928 | 6.6574 | 9.7216 | 12.2912 | 0.60087 | 15.0801 | 2096.1093 | 0 | 0 | 0.82627 | 0.015513 | 0.65338 | 0.016491 | 0.43172 | 0.00091891 | 0 | 0 | 0 | 0 | 0.037623 | 0.0013046 | 0.05686 | 0.00027691 | 0 | 0 | 3.7153 | 0.21306 | 0.023403 | 0.015252 | 0.015268 | 0.00026147 | 0.015557 | 0.0010277 | 0.015265 | 0.00027691 | 0.01506 | 0.00022392 | 0.014874 | 5.2983e-05 | 0.60709
812 | 52730.9524 | 0.93703 | 0.79621 | 1.26 | 1.8022 | 12.4447 | 1.3308 | 3.9156 | 0.62273 | 0.68252 | 0.031767 | 6.6451 | 2.9092 | 0.17125 | 0.34423 | 0.13037 | 0.35511 | 0.077271 | 0.12764 | 0.4439 | 0.19266 | 2.1686 | 2.4643 | 0.087993 | 1.8488 | 0.40308 | 0.013463 | 0.65669 | 0.49216 | 0.11919 | 0.058998 | 10.1757 | 9.8239 | 11.503 | 0.5543 | 16.4746 | 2423.7902 | 0 | 0 | 0.82443 | 0.017663 | 0.68581 | 0.019491 | 0.51236 | 0.00091891 | 0 | 0 | 0 | 0 | 0.037663 | 0.0015232 | 0.05934 | 0.00032543 | 0 | 0 | 4.1102 | 0.2466 | 0.0244 | 0.017358 | 0.015268 | 0.00030514 | 0.015597 | 0.0011977 | 0.015265 | 0.00032543 | 0.015268 | 0.00026317 | 0.014874 | 6.2262e-05 | 0.77547
813 | 42556.1089 | 0.8156 | 0.77184 | 1.3603 | 1.5372 | 15.4617 | 3.6757 | 1.5598 | 1.9733 | 0.42272 | 0.057301 | 8.2396 | 2.483 | 0.31631 | 0.35548 | 0.13713 | 0.34165 | 0.094041 | 0.15154 | 0.35451 | 0.20298 | 2.0996 | 2.1304 | 0.086821 | 1.793 | 0.37452 | 0.010214 | 0.58452 | 0.41524 | 0.12838 | 0.076137 | 13.7134 | 8.9798 | 9.3599 | 0.65565 | 14.0242 | 1958.1582 | 0 | 0 | 0.72078 | 0.014661 | 0.60022 | 0.016491 | 0.39793 | 0.00091891 | 0 | 0 | 0 | 0 | 0.037624 | 0.001235 | 0.056147 | 0.00026224 | 0 | 0 | 3.5267 | 0.19751 | 0.022402 | 0.014417 | 0.01506 | 0.00024435 | 0.015558 | 0.0009728 | 0.015265 | 0.00026224 | 0.01506 | 0.00021206 | 0.014874 | 5.0178e-05 | 0.62294
814 | 43753.6068 | 0.75667 | 0.8774 | 1.4227 | 1.4062 | 11.1547 | 3.4313 | 3.9396 | 0.45862 | 0.49816 | 0.070784 | 8.4694 | 3.8617 | 0.25391 | 0.29962 | 0.13995 | 0.3055 | 0.098357 | 0.13411 | 0.35878 | 0.21811 | 2.4755 | 2.3331 | 0.087526 | 1.6875 | 0.41997 | 0.010363 | 0.57908 | 0.56129 | 0.1128 | 0.070443 | 11.4035 | 6.2086 | 10.0832 | 0.54821 | 14.6695 | 2071.4563 | 0 | 0 | 0.76587 | 0.01542 | 0.62273 | 0.016491 | 0.41725 | 0.00091891 | 0 | 0 | 0 | 0 | 0.037623 | 0.0012976 | 0.056786 | 0.00027544 | 0 | 0 | 3.6803 | 0.21015 | 0.023359 | 0.01516 | 0.015268 | 0.00025958 | 0.015558 | 0.0010221 | 0.015265 | 0.00027544 | 0.01506 | 0.00022273 | 0.014874 | 5.2713e-05 | 0.63038
815 | 46597.7751 | 0.87004 | 0.7574 | 0.94729 | 1.1608 | 7.8277 | 3.3107 | 3.6933 | 1.7435 | 1.006 | 0.028388 | 8.1147 | 1.899 | 0.12238 | 0.36894 | 0.11468 | 0.34523 | 0.077098 | 0.14261 | 0.46076 | 0.23224 | 2.2339 | 2.277 | 0.098725 | 1.8572 | 0.41762 | 0.012572 | 0.57739 | 0.50958 | 0.1144 | 0.069643 | 9.5009 | 6.218 | 12.75 | 0.64885 | 15.7873 | 2118.659 | 0 | 0 | 0.85669 | 0.015758 | 0.66238 | 0.016491 | 0.56465 | 0.00091891 | 0 | 0 | 0 | 0 | 0.037622 | 0.001344 | 0.057304 | 0.00028586 | 0 | 0 | 3.7425 | 0.21532 | 0.023517 | 0.015491 | 0.015268 | 0.00026636 | 0.015557 | 0.0010581 | 0.015265 | 0.00028586 | 0.01506 | 0.00023117 | 0.014873 | 5.4692e-05 | 0.69214
816 | 52125.5035 | 0.97939 | 0.74912 | 1.5211 | 1.5782 | 10.9896 | 2.6027 | 1.7376 | 1.2745 | 0.51096 | 0.071044 | 9.5271 | 0.64163 | 0.40179 | 0.31447 | 0.13642 | 0.37211 | 0.087937 | 0.12439 | 0.44953 | 0.19984 | 2.0261 | 2.1165 | 0.071991 | 1.8113 | 0.41372 | 0.010622 | 0.52757 | 0.4456 | 0.1073 | 0.078545 | 11.3991 | 8.6648 | 14.5382 | 0.58361 | 16.1916 | 2366.6179 | 0 | 0 | 0.73778 | 0.017279 | 0.72835 | 0.019491 | 0.49569 | 0.00091891 | 0 | 0 | 0 | 0 | 0.037663 | 0.0014878 | 0.058988 | 0.00031748 | 0 | 0 | 4.0365 | 0.24024 | 0.024223 | 0.016981 | 0.015268 | 0.00029726 | 0.015598 | 0.0011704 | 0.015265 | 0.00031748 | 0.015268 | 0.00025675 | 0.014873 | 6.0728e-05 | 0.65101
817 | 47723.7128 | 0.88712 | 0.81366 | 1.5052 | 1.5033 | 11.9839 | 3.0273 | 2.5146 | 1.9924 | 0.076212 | 0.036623 | 6.1314 | 1.6834 | 0.33466 | 0.40225 | 0.1509 | 0.32489 | 0.083095 | 0.14467 | 0.361 | 0.22393 | 2.2423 | 2.0057 | 0.076858 | 2.1478 | 0.40432 | 0.011416 | 0.5212 | 0.43257 | 0.13903 | 0.075083 | 10.3649 | 9.0114 | 14.628 | 0.59307 | 15.429 | 2202.0912 | 0 | 0 | 0.74585 | 0.016315 | 0.70212 | 0.016491 | 0.43622 | 0.00091891 | 0 | 0 | 0 | 0 | 0.037622 | 0.0013902 | 0.057777 | 0.00029598 | 0 | 0 | 3.8533 | 0.22463 | 0.023777 | 0.016037 | 0.015268 | 0.00027767 | 0.015557 | 0.0010943 | 0.015265 | 0.00029598 | 0.01506 | 0.00023935 | 0.014874 | 5.6632e-05 | 0.84189
818 | 47840.8491 | 0.83905 | 0.84604 | 1.3616 | 1.4802 | 10.0288 | 4.4054 | 1.7714 | 1.4961 | 0.88075 | 0.068823 | 9.2153 | 0.91522 | 0.42135 | 0.30427 | 0.14414 | 0.32286 | 0.083886 | 0.13334 | 0.43386 | 0.20138 | 1.9569 | 2.478 | 0.074683 | 2.1393 | 0.49697 | 0.012067 | 0.49218 | 0.43456 | 0.12592 | 0.060786 | 6.8883 | 8.4829 | 8.3636 | 0.55365 | 15.3573 | 2226.4273 | 0 | 0 | 0.79282 | 0.016488 | 0.61406 | 0.016491 | 0.45883 | 0.00091891 | 0 | 0 | 0 | 0 | 0.037622 | 0.0014032 | 0.0579 | 0.00029867 | 0 | 0 | 3.8852 | 0.22732 | 0.023857 | 0.016207 | 0.015268 | 0.00028117 | 0.015557 | 0.0011045 | 0.015265 | 0.00029867 | 0.01506 | 0.00024152 | 0.014874 | 5.715e-05 | 0.66934
819 | 38150.583 | 0.99123 | 0.99584 | 1.1863 | 1.4769 | 11.1119 | 3.272 | 2.4197 | 1.0829 | 0.69084 | 0.054141 | 9.9817 | 3.2064 | 0.37655 | 0.29131 | 0.13359 | 0.36768 | 0.074815 | 0.11412 | 0.37496 | 0.15562 | 2.2501 | 2.3959 | 0.078084 | 1.4726 | 0.48509 | 0.01442 | 0.65063 | 0.50157 | 0.11003 | 0.060534 | 8.207 | 6.4432 | 14.9637 | 0.45192 | 14.1944 | 1883.8333 | 0 | 0 | 0.83282 | 0.01417 | 0.66231 | 0.016491 | 0.37163 | 0.00091891 | 0 | 0 | 0 | 0 | 0.037416 | 0.0011636 | 0.055293 | 0.00024591 | 0 | 0 | 3.4252 | 0.18929 | 0.02217 | 0.013936 | 0.01506 | 0.00023454 | 0.015559 | 0.00091767 | 0.015057 | 0.00024591 | 0.01506 | 0.00019885 | 0.014874 | 4.7068e-05 | 0.62548
820 | 42040.3928 | 0.98932 | 0.90751 | 1.4507 | 1.5915 | 14.3633 | 3.4401 | 2.8165 | 0.44793 | 0.45604 | 0.030315 | 6.4615 | 3.0417 | 0.39534 | 0.35178 | 0.13118 | 0.31477 | 0.088734 | 0.13176 | 0.42917 | 0.21037 | 2.008 | 2.5094 | 0.095701 | 1.8697 | 0.45115 | 0.012077 | 0.58404 | 0.54682 | 0.12445 | 0.067145 | 6.1692 | 8.3334 | 15.4229 | 0.52267 | 14.644 | 2011.303 | 0 | 0 | 0.76059 | 0.015031 | 0.68849 | 0.016491 | 0.39719 | 0.00091891 | 0 | 0 | 0 | 0 | 0.037623 | 0.0012556 | 0.056331 | 0.00026626 | 0 | 0 | 3.599 | 0.20344 | 0.022575 | 0.014779 | 0.015268 | 0.00025177 | 0.015558 | 0.00098933 | 0.015265 | 0.00026626 | 0.01506 | 0.0002153 | 0.014874 | 5.0955e-05 | 0.7413
821 | 48057.005 | 0.81689 | 0.89839 | 1.1979 | 1.3028 | 16.2918 | 2.442 | 1.7128 | 1.5877 | 0.26917 | 0.075453 | 7.0082 | 2.7318 | 0.12994 | 0.29515 | 0.13396 | 0.26512 | 0.081514 | 0.10718 | 0.44916 | 0.22815 | 2.1906 | 1.8435 | 0.089808 | 1.7391 | 0.4569 | 0.013799 | 0.58023 | 0.45967 | 0.12777 | 0.07052 | 8.9208 | 7.8014 | 11.6058 | 0.43789 | 16.26 | 2268.1016 | 0 | 0 | 0.86403 | 0.016775 | 0.66323 | 0.016491 | 0.55949 | 0.00091891 | 0 | 0 | 0 | 0 | 0.037664 | 0.0014253 | 0.058103 | 0.00030316 | 0 | 0 | 3.9397 | 0.23196 | 0.02399 | 0.016488 | 0.015268 | 0.00028698 | 0.015598 | 0.0011221 | 0.015265 | 0.00030316 | 0.01506 | 0.00024515 | 0.014874 | 5.8014e-05 | 0.70207
822 | 42155.9313 | 0.99578 | 0.76988 | 0.94099 | 1.3322 | 8.8961 | 2.1726 | 2.3266 | 1.7548 | 0.73845 | 0.022894 | 8.323 | 3.8567 | 0.23085 | 0.29638 | 0.1508 | 0.30636 | 0.069725 | 0.11154 | 0.36166 | 0.20594 | 2.5825 | 2.4746 | 0.083802 | 2.0666 | 0.46618 | 0.013327 | 0.55583 | 0.49953 | 0.13285 | 0.071455 | 9.9488 | 8.9051 | 14.6231 | 0.52343 | 14.5543 | 1939.971 | 0 | 0 | 0.83037 | 0.014537 | 0.66561 | 0.016491 | 0.41355 | 0.00091891 | 0 | 0 | 0 | 0 | 0.037624 | 0.0012232 | 0.05601 | 0.0002595 | 0 | 0 | 3.5019 | 0.1955 | 0.022343 | 0.014296 | 0.01506 | 0.00024185 | 0.015558 | 0.00096368 | 0.015265 | 0.0002595 | 0.01506 | 0.00020984 | 0.014874 | 4.9652e-05 | 0.51289
823 | 40299.6695 | 0.76029 | 0.95178 | 1.4965 | 1.5989 | 9.3978 | 1.8949 | 3.669 | 1.3302 | 0.62854 | 0.023345 | 9.1076 | 0.72486 | 0.32169 | 0.3396 | 0.12673 | 0.28117 | 0.088277 | 0.13419 | 0.38486 | 0.20012 | 2.532 | 2.2069 | 0.094555 | 1.9676 | 0.51964 | 0.011348 | 0.54646 | 0.50252 | 0.11588 | 0.076478 | 10.9364 | 6.7301 | 10.7271 | 0.52356 | 14.5292 | 1959.0096 | 0 | 0 | 0.75722 | 0.014673 | 0.62049 | 0.016491 | 0.48089 | 0.00091891 | 0 | 0 | 0 | 0 | 0.037624 | 0.0012128 | 0.055841 | 0.00025655 | 0 | 0 | 3.5284 | 0.19765 | 0.022407 | 0.014428 | 0.01506 | 0.0002446 | 0.015558 | 0.00095622 | 0.015265 | 0.00025655 | 0.01506 | 0.00020746 | 0.014874 | 4.9094e-05 | 0.72758
824 | 47762.9083 | 0.94694 | 0.76943 | 1.4667 | 1.2377 | 16.2368 | 1.583 | 1.1365 | 1.0221 | 0.34117 | 0.055081 | 8.3008 | 3.5493 | 0.2161 | 0.34507 | 0.13869 | 0.30548 | 0.087343 | 0.15163 | 0.4184 | 0.17796 | 2.4686 | 2.3433 | 0.082456 | 1.9763 | 0.38001 | 0.011183 | 0.54855 | 0.47532 | 0.11384 | 0.06438 | 8.4524 | 6.9548 | 14.8037 | 0.67059 | 15.3465 | 2174.8696 | 0 | 0 | 0.7325 | 0.01614 | 0.70078 | 0.016491 | 0.4467 | 0.00091891 | 0 | 0 | 0 | 0 | 0.037622 | 0.0013801 | 0.05768 | 0.00029379 | 0 | 0 | 3.817 | 0.22157 | 0.023695 | 0.015866 | 0.015268 | 0.0002741 | 0.015557 | 0.0010863 | 0.015265 | 0.00029379 | 0.01506 | 0.00023758 | 0.014874 | 5.6212e-05 | 0.67608
825 | 39705.0526 | 0.99653 | 0.8673 | 1.1697 | 1.6942 | 12.9488 | 2.6725 | 1.118 | 0.87797 | 1.1299 | 0.072295 | 7.7609 | 1.0445 | 0.23978 | 0.40192 | 0.14102 | 0.34074 | 0.073543 | 0.14192 | 0.48366 | 0.21528 | 2.2559 | 2.1351 | 0.10033 | 1.6653 | 0.41175 | 0.010642 | 0.5064 | 0.51159 | 0.12019 | 0.082912 | 8.1719 | 7.4297 | 9.4925 | 0.58212 | 14.184 | 1888.3946 | 0 | 0 | 0.79032 | 0.014185 | 0.59527 | 0.016491 | 0.45783 | 0.00091891 | 0 | 0 | 0 | 0 | 0.037624 | 0.0011765 | 0.055473 | 0.00024914 | 0 | 0 | 3.4316 | 0.1898 | 0.022177 | 0.01395 | 0.01506 | 0.00023485 | 0.015559 | 0.00092733 | 0.015265 | 0.00024914 | 0.01506 | 0.00020146 | 0.014874 | 4.7676e-05 | 0.7564
826 | 44418.1845 | 0.98176 | 0.7566 | 1.2018 | 1.7734 | 13.4765 | 2.6572 | 1.7903 | 1.1383 | 1.025 | 0.025239 | 7.5281 | 2.0553 | 0.1375 | 0.29883 | 0.11682 | 0.31565 | 0.075607 | 0.13228 | 0.4828 | 0.20752 | 2.2419 | 2.4326 | 0.079593 | 1.6356 | 0.5092 | 0.013368 | 0.54582 | 0.41052 | 0.1111 | 0.076858 | 14.0234 | 6.2047 | 14.7737 | 0.62639 | 15.1907 | 2030.4163 | 0 | 0 | 0.76223 | 0.015136 | 0.68179 | 0.016491 | 0.52376 | 0.00091891 | 0 | 0 | 0 | 0 | 0.037623 | 0.0012806 | 0.056649 | 0.00027234 | 0 | 0 | 3.625 | 0.20558 | 0.022624 | 0.014882 | 0.015268 | 0.00025388 | 0.015558 | 0.0010083 | 0.015265 | 0.00027234 | 0.01506 | 0.00022023 | 0.014873 | 5.2104e-05 | 0.53371
827 | 49763.7774 | 0.83884 | 0.89648 | 1.0772 | 1.1549 | 10.227 | 2.2227 | 1.0936 | 1.855 | 0.6641 | 0.074696 | 8.6689 | 1.5781 | 0.29043 | 0.37337 | 0.13427 | 0.32619 | 0.078274 | 0.13805 | 0.49736 | 0.22653 | 2.3759 | 2.1261 | 0.098192 | 2.0966 | 0.42978 | 0.012567 | 0.56405 | 0.4918 | 0.12101 | 0.063364 | 9.8342 | 6.7655 | 10.8751 | 0.53818 | 16.1879 | 2360.892 | 0 | 0 | 0.91513 | 0.017264 | 0.66975 | 0.019491 | 0.45049 | 0.00091891 | 0 | 0 | 0 | 0 | 0.037663 | 0.0014725 | 0.058779 | 0.00031332 | 0 | 0 | 4.0288 | 0.23958 | 0.024216 | 0.016967 | 0.015268 | 0.00029693 | 0.015598 | 0.0011591 | 0.015265 | 0.00031332 | 0.015268 | 0.00025337 | 0.014874 | 5.9955e-05 | 0.91714
828 | 55783.9287 | 0.85178 | 0.85499 | 1.4421 | 1.2421 | 15.5134 | 4.5986 | 3.3226 | 1.8269 | 0.40955 | 0.076658 | 9.205 | 1.1873 | 0.39511 | 0.35049 | 0.14555 | 0.31469 | 0.068162 | 0.15298 | 0.44153 | 0.19247 | 2.2593 | 2.0128 | 0.085959 | 2.1323 | 0.44941 | 0.010374 | 0.58476 | 0.4756 | 0.12515 | 0.070169 | 7.585 | 7.4177 | 13.5879 | 0.59586 | 16.9468 | 2577.0043 | 0 | 0 | 0.82984 | 0.018816 | 0.74085 | 0.019491 | 0.45729 | 0.00091891 | 0 | 0 | 0 | 0 | 0.037662 | 0.0016298 | 0.060334 | 0.00034813 | 0 | 0 | 4.3023 | 0.26338 | 0.024929 | 0.018488 | 0.015268 | 0.00032874 | 0.015597 | 0.0012817 | 0.015265 | 0.00034813 | 0.015268 | 0.00028152 | 0.014874 | 6.6609e-05 | 0.91051
829 | 49637.2793 | 0.78047 | 0.92055 | 0.9478 | 1.7273 | 9.2702 | 1.5701 | 1.4486 | 1.2646 | 0.83879 | 0.062703 | 9.1177 | 2.6759 | 0.25907 | 0.39926 | 0.13438 | 0.37279 | 0.084595 | 0.15702 | 0.48602 | 0.18987 | 1.9918 | 1.9645 | 0.079998 | 1.944 | 0.49974 | 0.012721 | 0.53839 | 0.44733 | 0.10982 | 0.062475 | 13.4717 | 6.8724 | 8.0219 | 0.59538 | 16.2347 | 2374.4884 | 0 | 0 | 0.97899 | 0.017335 | 0.62881 | 0.019491 | 0.45351 | 0.00091891 | 0 | 0 | 0 | 0 | 0.037663 | 0.001474 | 0.058806 | 0.00031398 | 0 | 0 | 4.0471 | 0.24115 | 0.024249 | 0.017036 | 0.015268 | 0.00029843 | 0.015598 | 0.00116 | 0.015265 | 0.00031398 | 0.015268 | 0.0002539 | 0.014874 | 6.0081e-05 | 1.0108
830 | 49206.6402 | 0.80351 | 0.75601 | 1.0538 | 1.2937 | 14.5886 | 3.1501 | 2.7525 | 1.4856 | 1.155 | 0.041625 | 6.6593 | 0.52225 | 0.35277 | 0.36678 | 0.13224 | 0.32712 | 0.0791 | 0.11556 | 0.38091 | 0.17822 | 2.2927 | 2.5203 | 0.092045 | 2.3139 | 0.48299 | 0.012787 | 0.57979 | 0.47989 | 0.12536 | 0.075383 | 10.1871 | 7.754 | 12.6413 | 0.54078 | 15.922 | 2226.3029 | 0 | 0 | 0.8382 | 0.016489 | 0.67322 | 0.016491 | 0.51352 | 0.00091891 | 0 | 0 | 0 | 0 | 0.037622 | 0.0014117 | 0.058001 | 0.0003006 | 0 | 0 | 3.8847 | 0.22729 | 0.023857 | 0.016208 | 0.015268 | 0.00028117 | 0.015557 | 0.0011111 | 0.015265 | 0.0003006 | 0.01506 | 0.0002431 | 0.014873 | 5.7503e-05 | 0.72468
831 | 45018.102 | 0.97693 | 0.90576 | 1.5396 | 1.2857 | 6.6314 | 3.1668 | 1.83 | 1.9406 | 0.32646 | 0.040244 | 6.7791 | 1.3758 | 0.13412 | 0.2934 | 0.16415 | 0.28679 | 0.063701 | 0.11334 | 0.3844 | 0.17952 | 1.996 | 1.997 | 0.098491 | 1.628 | 0.40693 | 0.012155 | 0.52369 | 0.49811 | 0.10639 | 0.068543 | 12.9328 | 8.2194 | 9.1802 | 0.47394 | 15.5525 | 2152.9681 | 0 | 0 | 0.76356 | 0.015905 | 0.61787 | 0.016491 | 0.57811 | 0.00091891 | 0 | 0 | 0 | 0 | 0.037623 | 0.0013437 | 0.057267 | 0.00028546 | 0 | 0 | 3.7907 | 0.21936 | 0.023586 | 0.015636 | 0.015268 | 0.00026935 | 0.015557 | 0.0010583 | 0.015265 | 0.00028546 | 0.01506 | 0.00023083 | 0.014874 | 5.4635e-05 | 0.66064
832 | 45201.6682 | 0.96847 | 0.8267 | 1.1894 | 1.7929 | 14.949 | 2.8307 | 2.6743 | 0.56028 | 0.71292 | 0.029605 | 9.329 | 3.3515 | 0.2672 | 0.30739 | 0.1354 | 0.31168 | 0.08166 | 0.12476 | 0.51032 | 0.18026 | 2.4169 | 2.3896 | 0.10519 | 1.765 | 0.392 | 0.013484 | 0.48371 | 0.37392 | 0.12285 | 0.076751 | 11.9254 | 6.5535 | 11.9095 | 0.54221 | 14.9738 | 2101.5426 | 0 | 0 | 0.80789 | 0.015639 | 0.64958 | 0.016491 | 0.41718 | 0.00091891 | 0 | 0 | 0 | 0 | 0.037623 | 0.0013221 | 0.057071 | 0.00028119 | 0 | 0 | 3.72 | 0.21345 | 0.023462 | 0.015375 | 0.015268 | 0.00026402 | 0.015557 | 0.0010409 | 0.015265 | 0.00028119 | 0.01506 | 0.00022738 | 0.014874 | 5.3804e-05 | 0.62123
833 | 42729.268 | 0.90826 | 0.86414 | 1.1088 | 1.6512 | 9.7245 | 2.2834 | 1.1855 | 1.5787 | 0.81169 | 0.042677 | 6.4941 | 2.9953 | 0.31243 | 0.27055 | 0.1404 | 0.40398 | 0.078498 | 0.12915 | 0.3789 | 0.22023 | 2.4681 | 2.2755 | 0.095343 | 1.5798 | 0.36184 | 0.011895 | 0.5235 | 0.49432 | 0.11469 | 0.07413 | 11.2916 | 8.6553 | 8.834 | 0.53855 | 14.4864 | 2016.7229 | 0 | 0 | 0.83091 | 0.015065 | 0.59878 | 0.016491 | 0.4005 | 0.00091891 | 0 | 0 | 0 | 0 | 0.037623 | 0.0012631 | 0.056426 | 0.00026806 | 0 | 0 | 3.6063 | 0.20403 | 0.022591 | 0.014813 | 0.015268 | 0.00025246 | 0.015558 | 0.00099502 | 0.015265 | 0.00026806 | 0.01506 | 0.00021677 | 0.014874 | 5.1298e-05 | 0.54555
834 | 45055.5087 | 0.7891 | 0.91 | 1.4793 | 1.5297 | 12.0808 | 2.2188 | 0.73909 | 1.5304 | 0.060394 | 0.028639 | 6.4248 | 3.8341 | 0.42379 | 0.37477 | 0.13313 | 0.38179 | 0.074568 | 0.13685 | 0.43223 | 0.19498 | 2.2556 | 2.627 | 0.086986 | 1.4797 | 0.50465 | 0.013616 | 0.58108 | 0.51401 | 0.13033 | 0.058643 | 11.4482 | 8.0551 | 12.3376 | 0.53004 | 14.936 | 2144.0563 | 0 | 0 | 0.77795 | 0.015934 | 0.66023 | 0.016491 | 0.38139 | 0.00091891 | 0 | 0 | 0 | 0 | 0.037623 | 0.0013425 | 0.057254 | 0.0002852 | 0 | 0 | 3.7767 | 0.21818 | 0.023599 | 0.015664 | 0.015268 | 0.00026995 | 0.015557 | 0.0010573 | 0.015265 | 0.0002852 | 0.01506 | 0.00023062 | 0.014874 | 5.4578e-05 | 0.84925
835 | 49735.9608 | 0.90724 | 0.96089 | 1.0294 | 1.208 | 10.122 | 4.1378 | 1.6508 | 1.033 | 0.62036 | 0.034112 | 8.5759 | 2.7397 | 0.30149 | 0.30905 | 0.14243 | 0.33751 | 0.066753 | 0.14089 | 0.44874 | 0.20485 | 2.5859 | 2.1089 | 0.083586 | 1.8686 | 0.50114 | 0.013152 | 0.53198 | 0.5295 | 0.10901 | 0.067419 | 12.8057 | 9.268 | 9.0633 | 0.53048 | 16.2537 | 2396.8641 | 0 | 0 | 0.96942 | 0.01754 | 0.64738 | 0.019491 | 0.42916 | 0.00091891 | 0 | 0 | 0 | 0 | 0.037663 | 0.0014923 | 0.058961 | 0.00031751 | 0 | 0 | 4.0746 | 0.24352 | 0.024344 | 0.017238 | 0.015268 | 0.00030257 | 0.015598 | 0.0011748 | 0.015265 | 0.00031751 | 0.015268 | 0.00025674 | 0.014874 | 6.0762e-05 | 0.82709
836 | 46001.9019 | 0.95831 | 0.8225 | 1.3728 | 1.4794 | 9.5992 | 3.0795 | 3.162 | 1.199 | 0.10095 | 0.047275 | 7.2778 | 3.6163 | 0.3252 | 0.35466 | 0.1329 | 0.36668 | 0.063858 | 0.12698 | 0.44784 | 0.21922 | 2.2692 | 2.3156 | 0.088152 | 1.7462 | 0.44131 | 0.011167 | 0.53618 | 0.52219 | 0.13002 | 0.060319 | 9.4855 | 8.9682 | 11.5278 | 0.53732 | 14.9031 | 2133.1155 | 0 | 0 | 0.76634 | 0.015858 | 0.64853 | 0.016491 | 0.40071 | 0.00091891 | 0 | 0 | 0 | 0 | 0.037622 | 0.0013443 | 0.057295 | 0.00028584 | 0 | 0 | 3.7619 | 0.21695 | 0.023564 | 0.015589 | 0.015268 | 0.00026841 | 0.015557 | 0.0010585 | 0.015265 | 0.00028584 | 0.01506 | 0.00023114 | 0.014874 | 5.4693e-05 | 0.72491
837 | 50424.2998 | 0.91531 | 0.86063 | 1.5601 | 1.6463 | 8.5141 | 2.5308 | 2.9365 | 1.4684 | 0.66622 | 0.054303 | 7.3381 | 1.5007 | 0.36153 | 0.28562 | 0.1638 | 0.37522 | 0.069022 | 0.13346 | 0.51993 | 0.20217 | 1.8994 | 2.3707 | 0.083226 | 1.9086 | 0.43664 | 0.012858 | 0.58775 | 0.5447 | 0.13297 | 0.081875 | 11.8245 | 9.4786 | 15.9913 | 0.53117 | 16.2056 | 2379.6607 | 0 | 0 | 0.77416 | 0.017296 | 0.75022 | 0.019491 | 0.44395 | 0.00091891 | 0 | 0 | 0 | 0 | 0.037663 | 0.0014796 | 0.058882 | 0.00031548 | 0 | 0 | 4.0554 | 0.24187 | 0.024231 | 0.016999 | 0.015268 | 0.00029764 | 0.015598 | 0.0011641 | 0.015265 | 0.00031548 | 0.015268 | 0.00025511 | 0.014874 | 6.0365e-05 | 0.67619
838 | 45555.3596 | 0.80034 | 0.90286 | 0.95145 | 1.6657 | 12.796 | 1.244 | 3.796 | 0.5097 | 0.096902 | 0.048987 | 6.2662 | 2.3552 | 0.32832 | 0.31642 | 0.1632 | 0.3096 | 0.074901 | 0.13122 | 0.46479 | 0.21626 | 2.05 | 2.1283 | 0.097238 | 1.9003 | 0.40187 | 0.012906 | 0.60505 | 0.48858 | 0.12346 | 0.072184 | 12.9172 | 9.9762 | 10.5582 | 0.51497 | 15.4205 | 2161.5352 | 0 | 0 | 0.93196 | 0.016053 | 0.63871 | 0.016491 | 0.41688 | 0.00091891 | 0 | 0 | 0 | 0 | 0.037622 | 0.0013538 | 0.057377 | 0.00028777 | 0 | 0 | 3.7998 | 0.22012 | 0.023655 | 0.01578 | 0.015268 | 0.00027237 | 0.015557 | 0.0010661 | 0.015265 | 0.00028777 | 0.01506 | 0.0002327 | 0.014874 | 5.5068e-05 | 0.71789
839 | 44977.1596 | 0.99763 | 0.8193 | 1.2329 | 1.2361 | 12.7902 | 1.9975 | 3.6781 | 1.6379 | 0.39717 | 0.056723 | 8.4744 | 1.2254 | 0.18135 | 0.32067 | 0.15513 | 0.30057 | 0.068402 | 0.13199 | 0.51063 | 0.23627 | 2.1263 | 2.6721 | 0.07657 | 1.5534 | 0.35362 | 0.012655 | 0.65165 | 0.48164 | 0.11421 | 0.069622 | 7.0486 | 8.8619 | 12.7008 | 0.5671 | 15.3633 | 2096.9836 | 0 | 0 | 0.79095 | 0.015546 | 0.65897 | 0.016491 | 0.51814 | 0.00091891 | 0 | 0 | 0 | 0 | 0.037623 | 0.0013152 | 0.056983 | 0.00027934 | 0 | 0 | 3.7156 | 0.21308 | 0.023418 | 0.015284 | 0.015268 | 0.00026209 | 0.015557 | 0.0010359 | 0.015265 | 0.00027934 | 0.01506 | 0.00022589 | 0.014874 | 5.3449e-05 | 0.63787
840 | 49083.814 | 0.9428 | 0.91349 | 1.3062 | 1.2139 | 12.5921 | 2.0067 | 2.1696 | 0.77842 | 0.53604 | 0.058792 | 7.8341 | 3.1032 | 0.4066 | 0.36943 | 0.15507 | 0.33864 | 0.075154 | 0.13778 | 0.48037 | 0.16578 | 2.2329 | 2.3124 | 0.098542 | 1.6983 | 0.3914 | 0.012016 | 0.62897 | 0.51228 | 0.092623 | 0.061428 | 10.664 | 8.6599 | 8.5204 | 0.54603 | 15.5591 | 2331.259 | 0 | 0 | 0.84902 | 0.017141 | 0.63424 | 0.019491 | 0.39317 | 0.00091891 | 0 | 0 | 0 | 0 | 0.037663 | 0.0014599 | 0.058654 | 0.00031064 | 0 | 0 | 3.9884 | 0.23612 | 0.02416 | 0.016847 | 0.015268 | 0.00029444 | 0.015598 | 0.0011493 | 0.015265 | 0.00031064 | 0.015268 | 0.0002512 | 0.014874 | 5.9448e-05 | 0.91627
841 | 53795.4484 | 0.86914 | 0.82951 | 1.1454 | 1.6604 | 13.3341 | 0.6864 | 0.97243 | 0.82684 | 0.98736 | 0.077496 | 6.9952 | 1.6153 | 0.11514 | 0.28737 | 0.14347 | 0.3533 | 0.07405 | 0.10849 | 0.4478 | 0.17778 | 2.2947 | 1.9629 | 0.10183 | 1.4898 | 0.43098 | 0.012401 | 0.54468 | 0.40894 | 0.11684 | 0.078739 | 8.7946 | 8.8234 | 8.2517 | 0.4748 | 17.158 | 2492.1024 | 0 | 0 | 0.88352 | 0.018124 | 0.64215 | 0.019491 | 0.63865 | 0.00091891 | 0 | 0 | 0 | 0 | 0.037663 | 0.0015554 | 0.05962 | 0.0003318 | 0 | 0 | 4.1979 | 0.25423 | 0.024612 | 0.01781 | 0.015268 | 0.00031457 | 0.015597 | 0.0012236 | 0.015265 | 0.0003318 | 0.015268 | 0.00026833 | 0.014874 | 6.3463e-05 | 0.69336
842 | 54243.5137 | 0.9989 | 0.86395 | 1.427 | 1.2388 | 14.6051 | 1.9584 | 3.998 | 1.1083 | 0.40335 | 0.062764 | 6.9442 | 1.8564 | 0.31027 | 0.36032 | 0.1611 | 0.36256 | 0.069916 | 0.13029 | 0.41608 | 0.18793 | 2.5335 | 2.1556 | 0.089652 | 1.7942 | 0.39392 | 0.012289 | 0.45493 | 0.43293 | 0.11099 | 0.067094 | 5.928 | 8.6969 | 13.5178 | 0.53719 | 16.7949 | 2535.971 | 0 | 0 | 0.8284 | 0.018418 | 0.73312 | 0.019491 | 0.45702 | 0.00091891 | 0 | 0 | 0 | 0 | 0.037662 | 0.0015908 | 0.05996 | 0.00033959 | 0 | 0 | 4.2535 | 0.25909 | 0.024746 | 0.018097 | 0.015268 | 0.00032055 | 0.015597 | 0.0012512 | 0.015265 | 0.00033959 | 0.015268 | 0.00027461 | 0.014874 | 6.498e-05 | 0.92201
843 | 50060.1166 | 0.84992 | 0.92486 | 1.5362 | 1.6699 | 8.844 | 2.4547 | 1.3923 | 1.0643 | 0.72091 | 0.060865 | 9.6408 | 2.336 | 0.397 | 0.38984 | 0.14607 | 0.36409 | 0.068008 | 0.16199 | 0.40236 | 0.19253 | 2.7043 | 2.2822 | 0.077963 | 1.9433 | 0.43432 | 0.012872 | 0.53718 | 0.4727 | 0.14092 | 0.082619 | 10.8396 | 9.8494 | 9.3092 | 0.58446 | 15.8297 | 2396.0005 | 0 | 0 | 0.80688 | 0.017478 | 0.65039 | 0.019491 | 0.41847 | 0.00091891 | 0 | 0 | 0 | 0 | 0.037663 | 0.00149 | 0.058968 | 0.00031755 | 0 | 0 | 4.0748 | 0.24354 | 0.024315 | 0.017177 | 0.015268 | 0.00030136 | 0.015598 | 0.0011724 | 0.015265 | 0.00031755 | 0.015268 | 0.00025678 | 0.014874 | 6.0768e-05 | 1.0013
844 | 50241.9674 | 0.90434 | 0.98 | 1.1296 | 1.7011 | 13.263 | 2.9889 | 2.2154 | 1.917 | 0.31907 | 0.059089 | 6.7872 | 2.3332 | 0.15029 | 0.30395 | 0.13403 | 0.33536 | 0.081459 | 0.16042 | 0.45511 | 0.20176 | 2.3997 | 2.1762 | 0.094953 | 1.6339 | 0.41382 | 0.014799 | 0.49629 | 0.49584 | 0.099281 | 0.063952 | 8.7129 | 7.9388 | 12.9803 | 0.58333 | 17.1017 | 2440.4347 | 0 | 0 | 0.94673 | 0.017779 | 0.7137 | 0.019491 | 0.55411 | 0.00091891 | 0 | 0 | 0 | 0 | 0.037663 | 0.0015114 | 0.059162 | 0.000322 | 0 | 0 | 4.1321 | 0.2485 | 0.024453 | 0.017472 | 0.015268 | 0.00030752 | 0.015598 | 0.0011894 | 0.015265 | 0.000322 | 0.015268 | 0.00026037 | 0.014874 | 6.1621e-05 | 0.84224
845 | 45957.7107 | 0.96491 | 0.73391 | 1.0887 | 1.1735 | 9.557 | 2.9502 | 1.9957 | 1.9821 | 0.39441 | 0.033732 | 8.7905 | 2.5364 | 0.38161 | 0.28375 | 0.15273 | 0.29135 | 0.082056 | 0.12154 | 0.44812 | 0.21348 | 2.6769 | 2.3966 | 0.082786 | 1.6484 | 0.51736 | 0.012829 | 0.55259 | 0.39407 | 0.13378 | 0.077858 | 11.7037 | 6.8297 | 8.4408 | 0.5739 | 14.6739 | 2096.4419 | 0 | 0 | 0.79204 | 0.015477 | 0.59834 | 0.016491 | 0.40513 | 0.00091891 | 0 | 0 | 0 | 0 | 0.037623 | 0.0013184 | 0.057041 | 0.00028033 | 0 | 0 | 3.7163 | 0.21314 | 0.023386 | 0.015216 | 0.015268 | 0.0002607 | 0.015557 | 0.0010381 | 0.015265 | 0.00028033 | 0.01506 | 0.0002267 | 0.014873 | 5.3629e-05 | 0.50588
846 | 50723.8928 | 0.82451 | 0.85512 | 1.2164 | 1.6745 | 12.7155 | 2.8892 | 3.6335 | 1.0023 | 0.90873 | 0.035383 | 7.7915 | 3.3339 | 0.35813 | 0.38899 | 0.14697 | 0.27524 | 0.070461 | 0.12347 | 0.53779 | 0.18709 | 2.1644 | 2.5355 | 0.092158 | 1.8636 | 0.47057 | 0.013612 | 0.53347 | 0.49593 | 0.12214 | 0.072852 | 7.2434 | 6.2935 | 13.7232 | 0.51676 | 16.1348 | 2378.711 | 0 | 0 | 0.85497 | 0.01736 | 0.71721 | 0.019491 | 0.41204 | 0.00091891 | 0 | 0 | 0 | 0 | 0.037663 | 0.0014846 | 0.05893 | 0.00031652 | 0 | 0 | 4.0524 | 0.24161 | 0.02426 | 0.017061 | 0.015268 | 0.00029894 | 0.015598 | 0.0011681 | 0.015265 | 0.00031652 | 0.015268 | 0.00025596 | 0.014874 | 6.0561e-05 | 0.91893
847 | 48661.4717 | 0.97174 | 0.93766 | 1.1259 | 1.4433 | 9.6085 | 3.8703 | 3.2017 | 1.8181 | 0.90379 | 0.038866 | 6.5341 | 0.77096 | 0.35026 | 0.27551 | 0.15449 | 0.27841 | 0.090634 | 0.15358 | 0.41525 | 0.20281 | 2.3128 | 2.1614 | 0.10424 | 2.0367 | 0.4972 | 0.013703 | 0.4983 | 0.47494 | 0.12773 | 0.070632 | 9.9625 | 7.8325 | 12.3297 | 0.56912 | 16.4341 | 2342.8625 | 0 | 0 | 0.91235 | 0.01712 | 0.68902 | 0.019491 | 0.50804 | 0.00091891 | 0 | 0 | 0 | 0 | 0.037664 | 0.0014518 | 0.058567 | 0.00030882 | 0 | 0 | 4.0062 | 0.23764 | 0.02415 | 0.016826 | 0.015268 | 0.00029404 | 0.015598 | 0.001143 | 0.015265 | 0.00030882 | 0.015268 | 0.00024973 | 0.014874 | 5.9094e-05 | 0.69962
848 | 44437.2182 | 0.8633 | 0.72545 | 1.4678 | 1.8478 | 13.9426 | 4.0383 | 3.1173 | 0.86329 | 0.72332 | 0.047609 | 9.4798 | 3.3135 | 0.25649 | 0.38884 | 0.13338 | 0.34632 | 0.089025 | 0.15012 | 0.42351 | 0.20331 | 2.3509 | 2.0928 | 0.090466 | 1.8359 | 0.42847 | 0.015434 | 0.47711 | 0.49077 | 0.14683 | 0.079547 | 7.9009 | 6.3347 | 13.2847 | 0.68145 | 14.4695 | 2018.6132 | 0 | 0 | 0.69059 | 0.015016 | 0.65698 | 0.016491 | 0.42059 | 0.00091891 | 0 | 0 | 0 | 0 | 0.037623 | 0.0012711 | 0.056555 | 0.00027034 | 0 | 0 | 3.6101 | 0.20435 | 0.022568 | 0.014765 | 0.015268 | 0.00025148 | 0.015558 | 0.0010007 | 0.015265 | 0.00027034 | 0.01506 | 0.00021863 | 0.014873 | 5.1716e-05 | 0.66122
849 | 41064.6873 | 0.90641 | 0.75221 | 1.4552 | 1.4225 | 8.9126 | 2.3182 | 1.8596 | 1.3254 | 0.13479 | 0.03388 | 7.96 | 3.1671 | 0.16273 | 0.39054 | 0.15022 | 0.31591 | 0.070782 | 0.12601 | 0.44473 | 0.18071 | 2.0225 | 2.2517 | 0.10446 | 1.7033 | 0.34838 | 0.012878 | 0.67572 | 0.38468 | 0.12218 | 0.081628 | 10.7658 | 8.1523 | 13.9957 | 0.58498 | 14.2453 | 1903.9655 | 0 | 0 | 0.68367 | 0.014159 | 0.65136 | 0.016491 | 0.46675 | 0.00091891 | 0 | 0 | 0 | 0 | 0.037624 | 0.0011871 | 0.055617 | 0.00025169 | 0 | 0 | 3.4563 | 0.19179 | 0.022165 | 0.013925 | 0.01506 | 0.00023431 | 0.015559 | 0.00093544 | 0.015265 | 0.00025169 | 0.01506 | 0.00020354 | 0.014873 | 4.8155e-05 | 0.64044
850 | 46044.2338 | 0.79598 | 0.9538 | 1.0867 | 1.2613 | 13.017 | 3.0405 | 1.8136 | 1.5992 | 1.1216 | 0.075414 | 7.5252 | 2.4792 | 0.26624 | 0.29147 | 0.14063 | 0.40739 | 0.06505 | 0.14421 | 0.37765 | 0.17344 | 2.3773 | 1.911 | 0.10002 | 1.9321 | 0.41957 | 0.012565 | 0.63804 | 0.59248 | 0.10856 | 0.054592 | 12.5501 | 7.3946 | 12.0632 | 0.53819 | 15.731 | 2213.7476 | 0 | 0 | 0.91312 | 0.016408 | 0.66384 | 0.016491 | 0.43947 | 0.00091891 | 0 | 0 | 0 | 0 | 0.037622 | 0.0013833 | 0.057654 | 0.00029373 | 0 | 0 | 3.8687 | 0.22593 | 0.02382 | 0.016128 | 0.015268 | 0.00027954 | 0.015557 | 0.0010896 | 0.015265 | 0.00029373 | 0.01506 | 0.00023752 | 0.014874 | 5.6212e-05 | 0.71552
851 | 46235.6651 | 0.91108 | 0.96649 | 1.3404 | 1.3296 | 7.9887 | 3.9736 | 2.2756 | 1.7177 | 0.62251 | 0.052485 | 7.9897 | 2.5638 | 0.34509 | 0.32512 | 0.12144 | 0.31164 | 0.067652 | 0.10829 | 0.42554 | 0.20676 | 1.9016 | 2.4455 | 0.082234 | 1.6543 | 0.50802 | 0.012073 | 0.53238 | 0.51543 | 0.12573 | 0.083403 | 10.4879 | 9.695 | 15.4679 | 0.42728 | 15.7466 | 2232.5688 | 0 | 0 | 0.84507 | 0.016515 | 0.71762 | 0.016491 | 0.41574 | 0.00091891 | 0 | 0 | 0 | 0 | 0.037622 | 0.0013922 | 0.057744 | 0.00029568 | 0 | 0 | 3.894 | 0.22807 | 0.02387 | 0.016233 | 0.015268 | 0.00028171 | 0.015557 | 0.0010965 | 0.015265 | 0.00029568 | 0.01506 | 0.00023909 | 0.014874 | 5.6586e-05 | 0.81481
852 | 42487.6307 | 0.84974 | 0.77438 | 1.4785 | 1.1691 | 13.047 | 4.1641 | 3.2882 | 0.50513 | 1.095 | 0.04372 | 6.8588 | 2.3936 | 0.23508 | 0.39146 | 0.13572 | 0.36606 | 0.083711 | 0.15342 | 0.53084 | 0.24733 | 1.8384 | 1.7904 | 0.10653 | 1.7873 | 0.42748 | 0.011675 | 0.67588 | 0.47516 | 0.11091 | 0.065928 | 7.9103 | 7.7448 | 15.0959 | 0.67299 | 14.3548 | 1956.9465 | 0 | 0 | 0.69864 | 0.014654 | 0.67311 | 0.016491 | 0.422 | 0.00091891 | 0 | 0 | 0 | 0 | 0.037624 | 0.0012262 | 0.056016 | 0.00025962 | 0 | 0 | 3.5253 | 0.1974 | 0.022398 | 0.01441 | 0.01506 | 0.00024418 | 0.015558 | 0.0009666 | 0.015265 | 0.00025962 | 0.01506 | 0.00020996 | 0.014873 | 4.9658e-05 | 0.68685
853 | 51070.4969 | 0.95865 | 0.87363 | 1.478 | 1.1415 | 10.7645 | 4.7211 | 2.4584 | 0.65304 | 0.31138 | 0.034533 | 9.9688 | 2.5154 | 0.2096 | 0.31998 | 0.14498 | 0.31522 | 0.083031 | 0.12015 | 0.43993 | 0.20685 | 2.1004 | 2.2974 | 0.082996 | 1.5842 | 0.48724 | 0.013032 | 0.51156 | 0.40745 | 0.1063 | 0.073185 | 13.8611 | 6.504 | 12.7216 | 0.50876 | 16.3436 | 2405.4588 | 0 | 0 | 0.80147 | 0.017542 | 0.7055 | 0.019491 | 0.4878 | 0.00091891 | 0 | 0 | 0 | 0 | 0.037663 | 0.001503 | 0.059092 | 0.00032015 | 0 | 0 | 4.0868 | 0.24458 | 0.024344 | 0.017239 | 0.015268 | 0.0003026 | 0.015598 | 0.0011829 | 0.015265 | 0.00032015 | 0.015268 | 0.00025889 | 0.014874 | 6.1259e-05 | 0.78137
854 | 37455.0184 | 0.9297 | 0.8334 | 1.1096 | 1.855 | 10.9709 | 4.0622 | 3.9798 | 0.69092 | 0.64955 | 0.073602 | 6.1254 | 3.1326 | 0.34847 | 0.27838 | 0.14052 | 0.3659 | 0.088111 | 0.13851 | 0.38273 | 0.23883 | 2.0278 | 2.3392 | 0.088238 | 1.93 | 0.47199 | 0.01474 | 0.66432 | 0.45559 | 0.099073 | 0.068775 | 9.2296 | 6.3266 | 14.3024 | 0.61375 | 13.64 | 1786.755 | 0 | 0 | 0.77183 | 0.013402 | 0.64113 | 0.016491 | 0.37043 | 0.00091891 | 0 | 0 | 0 | 0 | 0.037416 | 0.0011023 | 0.054671 | 0.00023367 | 0 | 0 | 3.293 | 0.17871 | 0.021807 | 0.013183 | 0.01506 | 0.00021929 | 0.015559 | 0.00086862 | 0.015057 | 0.00023367 | 0.01506 | 0.00018896 | 0.014874 | 4.4716e-05 | 0.4708
855 | 46510.8023 | 0.82605 | 0.91477 | 1.4935 | 1.627 | 12.3253 | 4.8211 | 1.5618 | 1.9338 | 1.1265 | 0.057254 | 7.9366 | 3.2747 | 0.2522 | 0.30059 | 0.12175 | 0.32272 | 0.062794 | 0.13888 | 0.38144 | 0.15846 | 2.5173 | 2.3931 | 0.078476 | 1.8944 | 0.42292 | 0.011899 | 0.61147 | 0.46522 | 0.1334 | 0.074189 | 5.5376 | 7.5954 | 11.0116 | 0.52598 | 15.3376 | 2206.4902 | 0 | 0 | 0.78725 | 0.016384 | 0.64904 | 0.016491 | 0.43836 | 0.00091891 | 0 | 0 | 0 | 0 | 0.037622 | 0.001385 | 0.057696 | 0.00029452 | 0 | 0 | 3.8584 | 0.22506 | 0.023809 | 0.016105 | 0.015268 | 0.00027909 | 0.015557 | 0.0010904 | 0.015265 | 0.00029452 | 0.01506 | 0.00023816 | 0.014874 | 5.6362e-05 | 0.70766
856 | 40965.0789 | 0.9239 | 0.89804 | 1.0842 | 1.6292 | 8.8222 | 4.9708 | 3.4526 | 0.41209 | 1.1444 | 0.029168 | 6.391 | 1.587 | 0.16804 | 0.31764 | 0.16367 | 0.34174 | 0.075203 | 0.14848 | 0.44187 | 0.20095 | 1.9336 | 2.592 | 0.08117 | 1.7745 | 0.41845 | 0.011561 | 0.50567 | 0.49047 | 0.11113 | 0.069536 | 7.5485 | 6.1705 | 10.3525 | 0.59289 | 14.7959 | 1973.1833 | 0 | 0 | 0.84113 | 0.01467 | 0.61578 | 0.016491 | 0.48825 | 0.00091891 | 0 | 0 | 0 | 0 | 0.037624 | 0.0012218 | 0.055967 | 0.00025894 | 0 | 0 | 3.5501 | 0.19943 | 0.022406 | 0.014425 | 0.01506 | 0.00024453 | 0.015558 | 0.00096289 | 0.015265 | 0.00025894 | 0.01506 | 0.00020938 | 0.014874 | 4.9555e-05 | 0.64386
857 | 45986.6628 | 0.94895 | 0.86309 | 1.3943 | 1.3557 | 12.926 | 2.9381 | 1.1243 | 0.59407 | 0.14003 | 0.043269 | 9.1101 | 2.0495 | 0.42587 | 0.28086 | 0.14695 | 0.34722 | 0.090723 | 0.11111 | 0.44036 | 0.17123 | 2.4175 | 1.9138 | 0.079379 | 1.5982 | 0.44846 | 0.012439 | 0.60461 | 0.37205 | 0.12913 | 0.077134 | 6.5669 | 8.2836 | 14.9825 | 0.4648 | 15.1818 | 2148.3691 | 0 | 0 | 0.78098 | 0.016019 | 0.70129 | 0.016491 | 0.39752 | 0.00091891 | 0 | 0 | 0 | 0 | 0.037622 | 0.001355 | 0.05739 | 0.00028791 | 0 | 0 | 3.7807 | 0.21852 | 0.023639 | 0.015747 | 0.015268 | 0.00027166 | 0.015557 | 0.0010671 | 0.015265 | 0.00028791 | 0.01506 | 0.00023282 | 0.014874 | 5.5092e-05 | 0.60851
858 | 37090.9751 | 0.76829 | 0.97817 | 1.3282 | 1.2024 | 9.3799 | 2.4159 | 2.7618 | 1.7223 | 0.84438 | 0.038369 | 7.9642 | 3.5959 | 0.33299 | 0.3291 | 0.13177 | 0.28631 | 0.067294 | 0.13964 | 0.39366 | 0.18961 | 1.9729 | 2.6288 | 0.097392 | 1.7339 | 0.4637 | 0.012885 | 0.61863 | 0.42927 | 0.12553 | 0.070976 | 10.2506 | 7.6383 | 10.4619 | 0.52299 | 13.6809 | 1831.0071 | 0 | 0 | 0.77901 | 0.013783 | 0.60518 | 0.016491 | 0.37646 | 0.00091891 | 0 | 0 | 0 | 0 | 0.037416 | 0.0011262 | 0.054875 | 0.00023783 | 0 | 0 | 3.3529 | 0.18348 | 0.021987 | 0.013556 | 0.01506 | 0.0002268 | 0.015559 | 0.00088839 | 0.015057 | 0.00023783 | 0.01506 | 0.00019232 | 0.014874 | 4.5517e-05 | 0.67164
859 | 44000.2151 | 0.94639 | 0.74358 | 1.0446 | 1.5095 | 7.6708 | 3.5301 | 2.6366 | 0.43001 | 0.54143 | 0.021441 | 6.5799 | 1.4044 | 0.16333 | 0.29689 | 0.13983 | 0.40432 | 0.076545 | 0.1124 | 0.41316 | 0.20119 | 2.4049 | 2.2516 | 0.083291 | 1.7878 | 0.46484 | 0.01358 | 0.47491 | 0.50541 | 0.14218 | 0.073561 | 11.4977 | 6.7912 | 14.5674 | 0.53196 | 15.0291 | 2002.4317 | 0 | 0 | 0.79582 | 0.014964 | 0.67207 | 0.016491 | 0.49577 | 0.00091891 | 0 | 0 | 0 | 0 | 0.037623 | 0.0012671 | 0.056501 | 0.0002693 | 0 | 0 | 3.5867 | 0.20242 | 0.022544 | 0.014714 | 0.015268 | 0.00025042 | 0.015558 | 0.00099777 | 0.015265 | 0.0002693 | 0.01506 | 0.00021778 | 0.014873 | 5.1525e-05 | 0.51467
860 | 37314.7186 | 0.75457 | 0.94044 | 1.2198 | 1.4313 | 13.2422 | 1.8442 | 1.9221 | 1.9311 | 1.1737 | 0.057041 | 8.153 | 2.9536 | 0.33595 | 0.33032 | 0.1561 | 0.30868 | 0.07488 | 0.12674 | 0.50799 | 0.15512 | 2.1119 | 2.2917 | 0.094059 | 1.9238 | 0.41005 | 0.010159 | 0.45995 | 0.41558 | 0.10366 | 0.066559 | 9.363 | 8.359 | 10.6944 | 0.51908 | 13.8239 | 1846.5057 | 0 | 0 | 0.79113 | 0.013725 | 0.60716 | 0.016491 | 0.3872 | 0.00091891 | 0 | 0 | 0 | 0 | 0.037416 | 0.0011251 | 0.054883 | 0.00023792 | 0 | 0 | 3.3788 | 0.18556 | 0.02196 | 0.013499 | 0.01506 | 0.00022567 | 0.015559 | 0.00088714 | 0.015057 | 0.00023792 | 0.01506 | 0.00019239 | 0.014874 | 4.5535e-05 | 0.64579
861 | 53930.9998 | 0.76713 | 0.77779 | 1.5416 | 1.1423 | 11.6056 | 3.4956 | 0.98984 | 1.0244 | 1.023 | 0.035465 | 8.3658 | 2.3155 | 0.32147 | 0.39302 | 0.1107 | 0.37065 | 0.08718 | 0.14981 | 0.45391 | 0.20261 | 2.1806 | 2.052 | 0.084691 | 1.7957 | 0.44809 | 0.013113 | 0.51362 | 0.44372 | 0.12506 | 0.060102 | 12.3977 | 9.5196 | 14.7101 | 0.6438 | 16.3089 | 2452.7194 | 0 | 0 | 0.75834 | 0.017914 | 0.74284 | 0.019491 | 0.43275 | 0.00091891 | 0 | 0 | 0 | 0 | 0.037663 | 0.0015533 | 0.059621 | 0.00033166 | 0 | 0 | 4.1457 | 0.24968 | 0.024515 | 0.017604 | 0.015268 | 0.00031021 | 0.015597 | 0.0012216 | 0.015265 | 0.00033166 | 0.015268 | 0.00026821 | 0.014874 | 6.3454e-05 | 0.88052
862 | 41417.1791 | 0.95884 | 0.97845 | 0.94035 | 1.6994 | 13.4751 | 1.4753 | 2.356 | 0.72166 | 0.37751 | 0.039157 | 9.0677 | 1.0949 | 0.40155 | 0.32154 | 0.16282 | 0.34183 | 0.099095 | 0.12404 | 0.45874 | 0.20914 | 2.1728 | 2.2206 | 0.08484 | 2.2207 | 0.35075 | 0.013431 | 0.60869 | 0.53539 | 0.096123 | 0.057088 | 10.1241 | 8.4923 | 12.6055 | 0.48809 | 15.1058 | 2022.7294 | 0 | 0 | 0.94012 | 0.015108 | 0.65059 | 0.016491 | 0.43237 | 0.00091891 | 0 | 0 | 0 | 0 | 0.037623 | 0.0012541 | 0.056294 | 0.00026567 | 0 | 0 | 3.6147 | 0.20473 | 0.022612 | 0.014855 | 0.015268 | 0.00025334 | 0.015558 | 0.00098838 | 0.015265 | 0.00026567 | 0.01506 | 0.00021483 | 0.014874 | 5.0845e-05 | 0.73305
863 | 45779.9747 | 0.9775 | 0.93545 | 1.0806 | 1.7091 | 16.1415 | 4.8937 | 2.8304 | 0.64666 | 0.36596 | 0.07807 | 6.0051 | 1.9548 | 0.39187 | 0.38748 | 0.16171 | 0.33998 | 0.068527 | 0.12606 | 0.53368 | 0.20864 | 2.3428 | 2.2852 | 0.076182 | 2.0146 | 0.43359 | 0.01268 | 0.57151 | 0.43193 | 0.12074 | 0.079576 | 13.2776 | 6.6851 | 15.3088 | 0.49286 | 15.6852 | 2191.2513 | 0 | 0 | 0.90325 | 0.016255 | 0.7097 | 0.016491 | 0.40583 | 0.00091891 | 0 | 0 | 0 | 0 | 0.037622 | 0.0013689 | 0.057524 | 0.00029094 | 0 | 0 | 3.8391 | 0.22343 | 0.023749 | 0.015978 | 0.015268 | 0.00027647 | 0.015557 | 0.001078 | 0.015265 | 0.00029094 | 0.01506 | 0.00023526 | 0.014874 | 5.5676e-05 | 0.9231
864 | 46975.3581 | 0.79274 | 0.84158 | 1.1814 | 1.1253 | 10.6169 | 3.4486 | 2.1014 | 1.7574 | 0.15626 | 0.070917 | 8.5323 | 3.3745 | 0.41003 | 0.37156 | 0.13883 | 0.29617 | 0.077555 | 0.1034 | 0.44493 | 0.21825 | 2.3051 | 2.3723 | 0.092273 | 1.5287 | 0.4133 | 0.013028 | 0.56428 | 0.56317 | 0.094998 | 0.083517 | 13.6616 | 6.7572 | 10.3973 | 0.48042 | 15.1402 | 2184.9789 | 0 | 0 | 0.83087 | 0.016217 | 0.63803 | 0.016491 | 0.3903 | 0.00091891 | 0 | 0 | 0 | 0 | 0.037622 | 0.0013788 | 0.057638 | 0.0002931 | 0 | 0 | 3.8303 | 0.22269 | 0.023731 | 0.015942 | 0.015268 | 0.00027566 | 0.015557 | 0.0010857 | 0.015265 | 0.0002931 | 0.01506 | 0.00023701 | 0.014874 | 5.6084e-05 | 0.79744
865 | 49646.3833 | 0.80501 | 0.94973 | 1.2032 | 1.5634 | 13.087 | 1.3002 | 1.7555 | 1.2077 | 1.1314 | 0.047316 | 8.0338 | 0.51628 | 0.25055 | 0.33991 | 0.11145 | 0.38067 | 0.084371 | 0.12005 | 0.51241 | 0.18649 | 2.1286 | 2.2585 | 0.10402 | 1.9066 | 0.46208 | 0.012147 | 0.55823 | 0.47603 | 0.11141 | 0.062539 | 10.0524 | 7.6039 | 9.4766 | 0.46883 | 16.8501 | 2401.5061 | 0 | 0 | 0.90148 | 0.017463 | 0.6521 | 0.019491 | 0.60931 | 0.00091891 | 0 | 0 | 0 | 0 | 0.037663 | 0.0014854 | 0.058909 | 0.00031633 | 0 | 0 | 4.0834 | 0.24428 | 0.024308 | 0.017162 | 0.015268 | 0.00030104 | 0.015598 | 0.001169 | 0.015265 | 0.00031633 | 0.015268 | 0.00025579 | 0.014874 | 6.0535e-05 | 0.89493
866 | 46061.7613 | 0.87633 | 0.76156 | 0.97572 | 1.6918 | 14.7121 | 2.5971 | 1.6293 | 1.1896 | 0.88298 | 0.075037 | 6.0879 | 0.66243 | 0.40443 | 0.32777 | 0.13591 | 0.36226 | 0.077038 | 0.13314 | 0.44997 | 0.17488 | 2.046 | 1.9397 | 0.086915 | 2.2286 | 0.5014 | 0.013953 | 0.62859 | 0.52871 | 0.14005 | 0.075524 | 13.1989 | 7.241 | 13.1478 | 0.58823 | 15.3278 | 2098.3171 | 0 | 0 | 0.84478 | 0.015621 | 0.66558 | 0.016491 | 0.47006 | 0.00091891 | 0 | 0 | 0 | 0 | 0.037623 | 0.0013274 | 0.057142 | 0.0002825 | 0 | 0 | 3.7154 | 0.21307 | 0.023453 | 0.015357 | 0.015268 | 0.00026364 | 0.015557 | 0.0010449 | 0.015265 | 0.0002825 | 0.01506 | 0.00022845 | 0.014873 | 5.4047e-05 | 0.61171
867 | 46359.0138 | 0.96101 | 0.92245 | 1.312 | 1.599 | 9.3515 | 3.3336 | 2.961 | 1.9209 | 0.82881 | 0.050929 | 9.4543 | 2.2374 | 0.19872 | 0.27488 | 0.12051 | 0.33777 | 0.081382 | 0.15647 | 0.42534 | 0.18864 | 2.6149 | 2.0307 | 0.092772 | 1.9213 | 0.47914 | 0.012203 | 0.60829 | 0.44657 | 0.13383 | 0.067374 | 8.3046 | 7.8729 | 8.9234 | 0.57568 | 15.5008 | 2208.6584 | 0 | 0 | 0.83202 | 0.016373 | 0.62022 | 0.016491 | 0.47871 | 0.00091891 | 0 | 0 | 0 | 0 | 0.037622 | 0.0013826 | 0.057667 | 0.00029393 | 0 | 0 | 3.862 | 0.22536 | 0.023803 | 0.016094 | 0.015268 | 0.00027885 | 0.015557 | 0.0010887 | 0.015265 | 0.00029393 | 0.01506 | 0.00023768 | 0.014874 | 5.6249e-05 | 0.65173
868 | 45095.3981 | 0.79623 | 0.9566 | 1.4092 | 1.2751 | 13.002 | 2.4209 | 2.5206 | 1.296 | 0.80338 | 0.05735 | 7.7861 | 2.8617 | 0.35374 | 0.3708 | 0.12684 | 0.31933 | 0.081292 | 0.1289 | 0.38925 | 0.21466 | 2.2597 | 2.0891 | 0.1004 | 2.0284 | 0.42884 | 0.01593 | 0.45361 | 0.48843 | 0.12227 | 0.077967 | 7.8328 | 6.8261 | 10.3222 | 0.49834 | 15.0965 | 2171.0882 | 0 | 0 | 0.815 | 0.016135 | 0.63587 | 0.016491 | 0.40219 | 0.00091891 | 0 | 0 | 0 | 0 | 0.037622 | 0.0013572 | 0.057384 | 0.00028805 | 0 | 0 | 3.8121 | 0.22116 | 0.023693 | 0.015861 | 0.015268 | 0.000274 | 0.015557 | 0.0010692 | 0.015265 | 0.00028805 | 0.01506 | 0.00023292 | 0.014874 | 5.5127e-05 | 0.89485
869 | 41560.1465 | 0.94652 | 0.80304 | 1.0404 | 1.4527 | 10.3015 | 2.8813 | 3.0899 | 0.73635 | 0.1358 | 0.02797 | 7.5845 | 1.6397 | 0.31413 | 0.3449 | 0.12289 | 0.34107 | 0.089858 | 0.14027 | 0.51293 | 0.2226 | 2.462 | 2.1077 | 0.10269 | 1.728 | 0.52464 | 0.013085 | 0.56746 | 0.57672 | 0.12121 | 0.062659 | 6.8981 | 9.2773 | 15.6104 | 0.61347 | 14.5761 | 1941.9255 | 0 | 0 | 0.8104 | 0.014495 | 0.68087 | 0.016491 | 0.41324 | 0.00091891 | 0 | 0 | 0 | 0 | 0.037624 | 0.0012149 | 0.055912 | 0.00025762 | 0 | 0 | 3.5062 | 0.19585 | 0.022323 | 0.014254 | 0.01506 | 0.00024101 | 0.015558 | 0.00095725 | 0.015265 | 0.00025762 | 0.01506 | 0.00020832 | 0.014874 | 4.9295e-05 | 0.61885
870 | 38838.7906 | 0.7802 | 0.88333 | 1.1086 | 1.1904 | 7.3407 | 3.4258 | 3.0988 | 1.4829 | 0.91822 | 0.064926 | 7.2553 | 1.8507 | 0.42518 | 0.30839 | 0.13801 | 0.27775 | 0.082792 | 0.14109 | 0.48373 | 0.17069 | 1.9462 | 2.2863 | 0.085 | 1.8851 | 0.48545 | 0.011203 | 0.66017 | 0.42515 | 0.13422 | 0.072105 | 13.5791 | 9.3961 | 15.214 | 0.55803 | 14.122 | 1869.7111 | 0 | 0 | 0.80817 | 0.013983 | 0.6625 | 0.016491 | 0.37865 | 0.00091891 | 0 | 0 | 0 | 0 | 0.037416 | 0.001157 | 0.055243 | 0.00024471 | 0 | 0 | 3.4079 | 0.18789 | 0.022082 | 0.013752 | 0.01506 | 0.00023078 | 0.015559 | 0.00091225 | 0.015057 | 0.00024471 | 0.01506 | 0.00019788 | 0.014874 | 4.683e-05 | 0.58067
871 | 43341.7647 | 0.86546 | 0.90779 | 1.1234 | 1.4354 | 8.0238 | 3.8532 | 1.8397 | 1.0204 | 1.0556 | 0.029094 | 9.904 | 2.2458 | 0.12888 | 0.29898 | 0.13691 | 0.29533 | 0.091084 | 0.13991 | 0.38664 | 0.20057 | 2.3047 | 2.5263 | 0.085706 | 2.0512 | 0.49226 | 0.012533 | 0.56842 | 0.52446 | 0.12563 | 0.069042 | 7.6764 | 6.5467 | 14.3949 | 0.55136 | 15.5961 | 2068.8588 | 0 | 0 | 0.85449 | 0.015421 | 0.68223 | 0.016491 | 0.53806 | 0.00091891 | 0 | 0 | 0 | 0 | 0.037623 | 0.0012957 | 0.056761 | 0.00027501 | 0 | 0 | 3.6764 | 0.20983 | 0.02336 | 0.015161 | 0.015268 | 0.00025959 | 0.015558 | 0.0010206 | 0.015265 | 0.00027501 | 0.01506 | 0.00022237 | 0.014874 | 5.2635e-05 | 0.64993
872 | 54147.5196 | 0.97512 | 0.88573 | 1.5096 | 1.8285 | 12.9364 | 3.9514 | 3.0801 | 1.9826 | 0.49309 | 0.025759 | 8.2194 | 3.2294 | 0.27947 | 0.28654 | 0.15575 | 0.37337 | 0.076889 | 0.13224 | 0.42442 | 0.22688 | 2.2397 | 2.7066 | 0.098871 | 1.9192 | 0.47003 | 0.013229 | 0.50981 | 0.49496 | 0.11781 | 0.085414 | 10.808 | 8.8865 | 11.9706 | 0.53287 | 16.7002 | 2546.9221 | 0 | 0 | 0.82002 | 0.018492 | 0.70987 | 0.019491 | 0.45334 | 0.00091891 | 0 | 0 | 0 | 0 | 0.037662 | 0.0015932 | 0.059996 | 0.00034049 | 0 | 0 | 4.2675 | 0.26032 | 0.02478 | 0.01817 | 0.015268 | 0.00032214 | 0.015597 | 0.0012527 | 0.015265 | 0.00034049 | 0.015268 | 0.00027534 | 0.014874 | 6.5153e-05 | 0.7546
873 | 49387.9426 | 0.8819 | 0.75782 | 0.95649 | 1.6198 | 10.2531 | 2.1251 | 0.85221 | 0.83545 | 0.68846 | 0.065646 | 6.791 | 1.57 | 0.23152 | 0.35594 | 0.13781 | 0.3525 | 0.076348 | 0.1448 | 0.53676 | 0.19272 | 2.0382 | 1.8816 | 0.071267 | 1.6831 | 0.51555 | 0.011999 | 0.50048 | 0.42043 | 0.11957 | 0.077212 | 7.9175 | 7.0261 | 8.4938 | 0.6498 | 15.6272 | 2229.668 | 0 | 0 | 0.87455 | 0.016549 | 0.61624 | 0.016491 | 0.47277 | 0.00091891 | 0 | 0 | 0 | 0 | 0.037622 | 0.001421 | 0.058118 | 0.00030312 | 0 | 0 | 3.888 | 0.22757 | 0.023885 | 0.016267 | 0.015268 | 0.00028242 | 0.015556 | 0.0011179 | 0.015265 | 0.00030312 | 0.01506 | 0.00024512 | 0.014873 | 5.7996e-05 | 0.70824
874 | 39253.4355 | 0.92344 | 0.83682 | 1.2385 | 1.1552 | 11.3861 | 3.8023 | 3.6664 | 1.8761 | 0.1951 | 0.066512 | 7.4327 | 0.53221 | 0.37828 | 0.33381 | 0.12703 | 0.30743 | 0.096508 | 0.14167 | 0.49394 | 0.20907 | 1.791 | 2.4424 | 0.1053 | 1.7479 | 0.41948 | 0.012293 | 0.51016 | 0.49092 | 0.13122 | 0.066204 | 7.6431 | 6.0237 | 8.7777 | 0.59104 | 14.077 | 1869.4716 | 0 | 0 | 0.75465 | 0.013943 | 0.58367 | 0.016491 | 0.47813 | 0.00091891 | 0 | 0 | 0 | 0 | 0.037416 | 0.0011586 | 0.055276 | 0.00024524 | 0 | 0 | 3.4085 | 0.18794 | 0.022063 | 0.013713 | 0.01506 | 0.00022998 | 0.015559 | 0.0009134 | 0.015057 | 0.00024524 | 0.01506 | 0.00019831 | 0.014874 | 4.6931e-05 | 0.59464
875 | 40111.7663 | 0.81979 | 0.96725 | 0.97979 | 1.5464 | 14.1742 | 3.1852 | 2.379 | 1.459 | 0.97817 | 0.066358 | 6.0267 | 0.73633 | 0.30835 | 0.32467 | 0.16961 | 0.34884 | 0.08058 | 0.12888 | 0.38999 | 0.20475 | 2.5785 | 1.8984 | 0.093641 | 2.0701 | 0.49031 | 0.010479 | 0.65015 | 0.53173 | 0.1215 | 0.070686 | 7.3672 | 7.85 | 9.1319 | 0.49157 | 14.7683 | 1957.2128 | 0 | 0 | 0.90554 | 0.014668 | 0.59726 | 0.016491 | 0.47564 | 0.00091891 | 0 | 0 | 0 | 0 | 0.037624 | 0.0012139 | 0.055855 | 0.00025688 | 0 | 0 | 3.5257 | 0.19744 | 0.022405 | 0.014423 | 0.01506 | 0.00024448 | 0.015558 | 0.00095705 | 0.015265 | 0.00025688 | 0.01506 | 0.00020772 | 0.014874 | 4.9163e-05 | 0.70664
876 | 42857.8936 | 0.79677 | 0.75142 | 1.2758 | 1.3084 | 10.3892 | 4.5488 | 2.9809 | 1.9021 | 1.031 | 0.02752 | 8.1248 | 1.5409 | 0.24889 | 0.33491 | 0.15195 | 0.31142 | 0.08769 | 0.11586 | 0.45704 | 0.22772 | 2.2821 | 2.0268 | 0.090435 | 1.7805 | 0.44054 | 0.014661 | 0.54367 | 0.42362 | 0.12363 | 0.083856 | 7.3386 | 6.4807 | 12.8367 | 0.55555 | 14.3711 | 1956.3965 | 0 | 0 | 0.73115 | 0.014673 | 0.64588 | 0.016491 | 0.43451 | 0.00091891 | 0 | 0 | 0 | 0 | 0.037623 | 0.0012372 | 0.056165 | 0.00026255 | 0 | 0 | 3.5236 | 0.19726 | 0.022407 | 0.014429 | 0.01506 | 0.00024457 | 0.015558 | 0.00097465 | 0.015265 | 0.00026255 | 0.01506 | 0.00021232 | 0.014873 | 5.0233e-05 | 0.57245
877 | 38632.538 | 0.7659 | 0.79721 | 1.3056 | 1.5061 | 12.2472 | 2.6875 | 2.1601 | 0.64938 | 1.0623 | 0.068917 | 6.6223 | 3.3577 | 0.22446 | 0.30848 | 0.13442 | 0.33006 | 0.083254 | 0.14296 | 0.50363 | 0.18668 | 2.2296 | 2.7275 | 0.095571 | 1.7494 | 0.44518 | 0.013264 | 0.50629 | 0.51515 | 0.1177 | 0.075492 | 8.5428 | 9.8149 | 14.4857 | 0.64126 | 13.7752 | 1813.9627 | 0 | 0 | 0.71646 | 0.013624 | 0.64793 | 0.016491 | 0.40898 | 0.00091891 | 0 | 0 | 0 | 0 | 0.037416 | 0.0011287 | 0.054965 | 0.00023917 | 0 | 0 | 3.3298 | 0.18164 | 0.021912 | 0.0134 | 0.01506 | 0.00022365 | 0.015559 | 0.00088948 | 0.015057 | 0.00023917 | 0.01506 | 0.00019341 | 0.014874 | 4.5765e-05 | 0.51004
878 | 43980.4765 | 0.99453 | 0.85549 | 1.3239 | 1.5803 | 11.6097 | 2.5431 | 0.9133 | 1.8636 | 0.18216 | 0.020543 | 9.2473 | 3.4375 | 0.17642 | 0.27879 | 0.16432 | 0.31716 | 0.083628 | 0.13281 | 0.42492 | 0.18299 | 2.3179 | 2.2011 | 0.081444 | 1.5702 | 0.45953 | 0.014808 | 0.61312 | 0.52049 | 0.12169 | 0.060412 | 11.1532 | 6.2747 | 11.3845 | 0.5494 | 14.9697 | 2065.9597 | 0 | 0 | 0.77928 | 0.015402 | 0.63914 | 0.016491 | 0.4725 | 0.00091891 | 0 | 0 | 0 | 0 | 0.037623 | 0.0012968 | 0.056788 | 0.00027542 | 0 | 0 | 3.6724 | 0.20949 | 0.023351 | 0.015143 | 0.015268 | 0.00025924 | 0.015558 | 0.0010214 | 0.015265 | 0.00027542 | 0.01506 | 0.00022272 | 0.014874 | 5.2704e-05 | 0.57154
879 | 39565.5119 | 0.77047 | 0.84419 | 1.0428 | 1.2165 | 13.9529 | 3.8772 | 3.1304 | 0.5177 | 0.19931 | 0.05555 | 7.2401 | 2.8893 | 0.28049 | 0.39728 | 0.14455 | 0.34127 | 0.073696 | 0.13218 | 0.40927 | 0.1664 | 1.9749 | 2.3926 | 0.090338 | 1.9121 | 0.43728 | 0.01216 | 0.53949 | 0.47034 | 0.1263 | 0.080939 | 9.8823 | 8.0973 | 15.0634 | 0.56186 | 14.2088 | 1870.9083 | 0 | 0 | 0.81475 | 0.014064 | 0.66194 | 0.016491 | 0.39717 | 0.00091891 | 0 | 0 | 0 | 0 | 0.037416 | 0.0011681 | 0.055375 | 0.00024717 | 0 | 0 | 3.4075 | 0.18786 | 0.02212 | 0.013832 | 0.01506 | 0.00023239 | 0.015559 | 0.00092096 | 0.015057 | 0.00024717 | 0.01506 | 0.00019988 | 0.014874 | 4.7299e-05 | 0.72085
880 | 43050.9724 | 0.85408 | 0.92553 | 1.556 | 1.7678 | 13.4282 | 2.3558 | 3.5667 | 1.5273 | 0.10901 | 0.046889 | 9.038 | 1.3903 | 0.39598 | 0.29138 | 0.13599 | 0.37118 | 0.07801 | 0.11346 | 0.47857 | 0.21116 | 2.7364 | 2.6166 | 0.1015 | 1.6965 | 0.4221 | 0.0099709 | 0.66509 | 0.54085 | 0.13858 | 0.074421 | 7.6468 | 6.8518 | 8.7462 | 0.44061 | 14.544 | 2065.2287 | 0 | 0 | 0.75533 | 0.015397 | 0.60129 | 0.016491 | 0.41895 | 0.00091891 | 0 | 0 | 0 | 0 | 0.037623 | 0.0012893 | 0.056696 | 0.0002737 | 0 | 0 | 3.6717 | 0.20943 | 0.023348 | 0.015137 | 0.015268 | 0.00025914 | 0.015558 | 0.0010156 | 0.015265 | 0.0002737 | 0.01506 | 0.00022132 | 0.014874 | 5.2383e-05 | 0.64433
881 | 42922.3415 | 0.86463 | 0.84552 | 1.1844 | 1.3805 | 12.263 | 1.778 | 0.8787 | 1.5567 | 1.0437 | 0.021904 | 7.5898 | 1.8004 | 0.22899 | 0.38185 | 0.12069 | 0.35026 | 0.069529 | 0.11204 | 0.44977 | 0.2225 | 2.2006 | 1.9197 | 0.087725 | 1.7583 | 0.46458 | 0.011579 | 0.57569 | 0.47669 | 0.10438 | 0.075118 | 8.8651 | 6.2309 | 8.8984 | 0.50157 | 14.5318 | 2007.4963 | 0 | 0 | 0.80115 | 0.015054 | 0.59882 | 0.016491 | 0.43815 | 0.00091891 | 0 | 0 | 0 | 0 | 0.037623 | 0.0012641 | 0.056432 | 0.00026815 | 0 | 0 | 3.5924 | 0.20289 | 0.022586 | 0.014802 | 0.015268 | 0.00025222 | 0.015558 | 0.00099597 | 0.015265 | 0.00026815 | 0.01506 | 0.00021684 | 0.014874 | 5.1312e-05 | 0.75309
882 | 44886.3061 | 0.88777 | 0.71834 | 1.2104 | 1.7629 | 15.0726 | 2.9001 | 1.5664 | 1.8303 | 0.12332 | 0.046172 | 8.6068 | 2.4432 | 0.24252 | 0.33402 | 0.14141 | 0.31312 | 0.088507 | 0.14176 | 0.45774 | 0.23374 | 2.4592 | 2.1205 | 0.073277 | 1.9334 | 0.48436 | 0.01151 | 0.51656 | 0.44627 | 0.11687 | 0.069159 | 11.0157 | 9.1113 | 15.187 | 0.68122 | 14.7497 | 2024.7256 | 0 | 0 | 0.74352 | 0.015116 | 0.68734 | 0.016491 | 0.42438 | 0.00091891 | 0 | 0 | 0 | 0 | 0.037623 | 0.0012845 | 0.056705 | 0.0002734 | 0 | 0 | 3.6167 | 0.20489 | 0.022615 | 0.014862 | 0.015268 | 0.00025348 | 0.015558 | 0.0010111 | 0.015265 | 0.0002734 | 0.01506 | 0.00022109 | 0.014873 | 5.2306e-05 | 0.56741
883 | 48994.6567 | 0.93902 | 0.85123 | 1.1116 | 1.3759 | 6.6553 | 3.1234 | 0.80107 | 0.70188 | 0.63739 | 0.033451 | 7.295 | 3.845 | 0.29964 | 0.32672 | 0.12644 | 0.29735 | 0.080612 | 0.1313 | 0.43487 | 0.18276 | 2.59 | 2.3556 | 0.081221 | 1.6707 | 0.40782 | 0.012996 | 0.51426 | 0.43549 | 0.13319 | 0.063547 | 11.6104 | 6.6116 | 12.5414 | 0.53249 | 15.7796 | 2274.0085 | 0 | 0 | 0.87222 | 0.016848 | 0.67736 | 0.016491 | 0.41626 | 0.00091891 | 0 | 0 | 0 | 0 | 0.037664 | 0.0014387 | 0.058257 | 0.00030637 | 0 | 0 | 3.9464 | 0.23253 | 0.024024 | 0.01656 | 0.015268 | 0.00028848 | 0.015598 | 0.0011323 | 0.015265 | 0.00030637 | 0.01506 | 0.00024775 | 0.014874 | 5.8626e-05 | 0.74162
884 | 42377.4018 | 0.82447 | 0.8824 | 1.5435 | 1.8684 | 13.1023 | 4.3487 | 3.7679 | 0.81983 | 0.72933 | 0.070727 | 6.4985 | 2.0798 | 0.17209 | 0.28794 | 0.1416 | 0.32779 | 0.073754 | 0.13705 | 0.46695 | 0.22624 | 1.7759 | 1.8554 | 0.08655 | 1.8829 | 0.40253 | 0.014411 | 0.63177 | 0.59066 | 0.119 | 0.067333 | 10.2274 | 7.2465 | 11.1571 | 0.54851 | 14.7403 | 2021.3217 | 0 | 0 | 0.73382 | 0.015033 | 0.63107 | 0.016491 | 0.48564 | 0.00091891 | 0 | 0 | 0 | 0 | 0.037623 | 0.0012565 | 0.056354 | 0.00026666 | 0 | 0 | 3.6143 | 0.2047 | 0.022576 | 0.014781 | 0.015268 | 0.00025183 | 0.015558 | 0.00098985 | 0.015265 | 0.00026666 | 0.01506 | 0.00021563 | 0.014874 | 5.1028e-05 | 0.59076
885 | 48791.4495 | 0.76206 | 0.88274 | 0.9825 | 1.5301 | 11.8102 | 1.8623 | 0.87475 | 1.8984 | 1.1097 | 0.072096 | 9.2401 | 2.0769 | 0.22221 | 0.37984 | 0.11841 | 0.29531 | 0.088416 | 0.14513 | 0.43189 | 0.17181 | 2.4242 | 2.2183 | 0.09099 | 1.8864 | 0.47325 | 0.014975 | 0.54889 | 0.4367 | 0.095861 | 0.078173 | 8.3678 | 8.7659 | 9.6456 | 0.59678 | 16.0535 | 2289.0661 | 0 | 0 | 0.93501 | 0.016917 | 0.63762 | 0.016491 | 0.47415 | 0.00091891 | 0 | 0 | 0 | 0 | 0.037664 | 0.0014402 | 0.058266 | 0.00030665 | 0 | 0 | 3.967 | 0.23429 | 0.024056 | 0.016627 | 0.015268 | 0.00028989 | 0.015598 | 0.0011335 | 0.015265 | 0.00030665 | 0.01506 | 0.00024797 | 0.014874 | 5.8677e-05 | 0.89767
886 | 47458.7104 | 0.75983 | 0.80783 | 0.99312 | 1.516 | 10.291 | 3.1048 | 3.0386 | 1.9631 | 0.3441 | 0.058244 | 9.6381 | 2.6401 | 0.43685 | 0.30936 | 0.13015 | 0.38446 | 0.084018 | 0.13492 | 0.52822 | 0.21979 | 2.3451 | 2.1239 | 0.092238 | 1.4546 | 0.45973 | 0.011614 | 0.583 | 0.41793 | 0.14607 | 0.06433 | 6.5971 | 7.3444 | 15.4537 | 0.55224 | 15.5343 | 2185.9388 | 0 | 0 | 0.87635 | 0.016216 | 0.71112 | 0.016491 | 0.38734 | 0.00091891 | 0 | 0 | 0 | 0 | 0.037622 | 0.0013807 | 0.05768 | 0.00029389 | 0 | 0 | 3.8317 | 0.22281 | 0.023731 | 0.01594 | 0.015268 | 0.00027567 | 0.015557 | 0.0010868 | 0.015265 | 0.00029389 | 0.01506 | 0.00023766 | 0.014874 | 5.6231e-05 | 0.63828
887 | 43506.8793 | 0.82113 | 0.83422 | 1.1625 | 1.8073 | 5.9753 | 4.2066 | 1.8734 | 1.4795 | 0.23494 | 0.0575 | 7.8474 | 0.93274 | 0.25151 | 0.28351 | 0.15952 | 0.31899 | 0.072817 | 0.11448 | 0.45936 | 0.19621 | 2.4028 | 1.7953 | 0.09319 | 1.7204 | 0.40837 | 0.013583 | 0.52391 | 0.51787 | 0.12202 | 0.066998 | 12.3752 | 8.0171 | 13.9817 | 0.50128 | 15.0581 | 2034.5378 | 0 | 0 | 0.80652 | 0.015186 | 0.66902 | 0.016491 | 0.47355 | 0.00091891 | 0 | 0 | 0 | 0 | 0.037623 | 0.0012764 | 0.05658 | 0.00027112 | 0 | 0 | 3.6303 | 0.20601 | 0.02325 | 0.014931 | 0.015268 | 0.0002549 | 0.015558 | 0.0010053 | 0.015265 | 0.00027112 | 0.01506 | 0.00021924 | 0.014874 | 5.1879e-05 | 0.55755
888 | 48973.1418 | 0.94429 | 0.74518 | 1.4498 | 1.205 | 8.6872 | 3.2455 | 3.7474 | 1.3422 | 0.89858 | 0.031613 | 6.7607 | 0.65091 | 0.20834 | 0.38259 | 0.16068 | 0.29185 | 0.084274 | 0.1443 | 0.47915 | 0.21477 | 2.1404 | 2.1604 | 0.09172 | 2.0007 | 0.39769 | 0.010236 | 0.52212 | 0.45912 | 0.12266 | 0.057311 | 11.7232 | 7.1095 | 14.638 | 0.64914 | 15.8011 | 2193.6204 | 0 | 0 | 0.73131 | 0.016378 | 0.70291 | 0.016491 | 0.54599 | 0.00091891 | 0 | 0 | 0 | 0 | 0.037622 | 0.0014059 | 0.057952 | 0.00029951 | 0 | 0 | 3.8387 | 0.2234 | 0.023806 | 0.016099 | 0.015268 | 0.00027891 | 0.015557 | 0.0011064 | 0.015265 | 0.00029951 | 0.01506 | 0.00024221 | 0.014873 | 5.7302e-05 | 0.73999
889 | 48235.9211 | 0.84576 | 0.79019 | 1.2842 | 1.868 | 11.9548 | 2.3914 | 2.4308 | 1.6443 | 0.2473 | 0.048632 | 7.6942 | 2.0164 | 0.38907 | 0.319 | 0.14663 | 0.34759 | 0.06554 | 0.11835 | 0.45121 | 0.17263 | 2.6086 | 2.7125 | 0.077868 | 1.9265 | 0.43329 | 0.01271 | 0.57189 | 0.48771 | 0.12819 | 0.064196 | 9.6774 | 6.2776 | 12.3263 | 0.52748 | 15.2758 | 2207.3129 | 0 | 0 | 0.78566 | 0.01636 | 0.66642 | 0.016491 | 0.4055 | 0.00091891 | 0 | 0 | 0 | 0 | 0.037622 | 0.0013976 | 0.057875 | 0.00029799 | 0 | 0 | 3.8598 | 0.22518 | 0.023798 | 0.016082 | 0.015268 | 0.00027862 | 0.015557 | 0.0010996 | 0.015265 | 0.00029799 | 0.01506 | 0.00024097 | 0.014874 | 5.7017e-05 | 0.65154
890 | 40023.9613 | 0.83955 | 0.77392 | 1.4504 | 1.333 | 8.8634 | 3.8397 | 1.1691 | 1.5196 | 0.77251 | 0.041781 | 7.5467 | 3.7662 | 0.15107 | 0.38027 | 0.15487 | 0.37351 | 0.084076 | 0.11671 | 0.4748 | 0.17938 | 2.3336 | 2.0798 | 0.076665 | 1.8872 | 0.41356 | 0.013984 | 0.61188 | 0.41199 | 0.098544 | 0.065209 | 12.6985 | 8.4257 | 12.392 | 0.56951 | 13.9714 | 1853.0636 | 0 | 0 | 0.68731 | 0.01394 | 0.62945 | 0.016491 | 0.4624 | 0.00091891 | 0 | 0 | 0 | 0 | 0.037416 | 0.0011624 | 0.055336 | 0.00024626 | 0 | 0 | 3.3827 | 0.18586 | 0.022061 | 0.01371 | 0.01506 | 0.00022994 | 0.015559 | 0.00091616 | 0.015057 | 0.00024626 | 0.01506 | 0.00019914 | 0.014874 | 4.7117e-05 | 0.62857
891 | 38012.4571 | 0.80596 | 0.96976 | 0.96081 | 1.672 | 11.8362 | 2.8081 | 2.1851 | 0.45239 | 0.14588 | 0.060598 | 6.5723 | 3.9281 | 0.34291 | 0.33638 | 0.11729 | 0.33682 | 0.084986 | 0.12642 | 0.41922 | 0.18602 | 2.1466 | 2.1944 | 0.090669 | 1.7981 | 0.51224 | 0.013214 | 0.55794 | 0.45733 | 0.14252 | 0.082741 | 8.4274 | 9.2497 | 13.1584 | 0.47866 | 14.2136 | 1866.658 | 0 | 0 | 0.89375 | 0.014037 | 0.63995 | 0.016491 | 0.37593 | 0.00091891 | 0 | 0 | 0 | 0 | 0.037416 | 0.0011535 | 0.055199 | 0.00024404 | 0 | 0 | 3.4019 | 0.18741 | 0.022107 | 0.013805 | 0.01506 | 0.00023189 | 0.015559 | 0.00090946 | 0.015057 | 0.00024404 | 0.01506 | 0.00019733 | 0.014874 | 4.6709e-05 | 0.69619
892 | 37709.5368 | 0.82133 | 0.76745 | 1.3906 | 1.679 | 11.827 | 2.9432 | 1.8171 | 0.69288 | 0.26709 | 0.072774 | 7.6449 | 3.0011 | 0.40722 | 0.34543 | 0.12769 | 0.30921 | 0.080219 | 0.12247 | 0.4073 | 0.19617 | 1.9289 | 2.3422 | 0.084275 | 1.9592 | 0.4087 | 0.010828 | 0.47798 | 0.52018 | 0.13738 | 0.07244 | 11.0412 | 8.0478 | 12.8693 | 0.56661 | 13.1858 | 1753.3813 | 0 | 0 | 0.67959 | 0.013251 | 0.62364 | 0.016491 | 0.35991 | 0.00091891 | 0 | 0 | 0 | 0 | 0.037416 | 0.0010942 | 0.054594 | 0.00023208 | 0 | 0 | 3.2438 | 0.17482 | 0.021735 | 0.013035 | 0.01506 | 0.00021629 | 0.015559 | 0.00086215 | 0.015057 | 0.00023208 | 0.01506 | 0.00018767 | 0.014874 | 4.4406e-05 | 0.53271
893 | 49038.1137 | 0.94144 | 0.84676 | 0.98728 | 1.3046 | 11.4147 | 2.5358 | 3.6316 | 0.68618 | 0.73147 | 0.046576 | 8.3482 | 0.75411 | 0.122 | 0.27537 | 0.16609 | 0.33079 | 0.094937 | 0.12931 | 0.42947 | 0.23454 | 2.4866 | 2.4495 | 0.089423 | 1.6399 | 0.46138 | 0.014236 | 0.56476 | 0.56659 | 0.14065 | 0.071316 | 7.1303 | 9.494 | 14.5327 | 0.52491 | 16.9516 | 2272.7355 | 0 | 0 | 0.91382 | 0.016836 | 0.71041 | 0.016491 | 0.65204 | 0.00091891 | 0 | 0 | 0 | 0 | 0.037664 | 0.0014382 | 0.058252 | 0.00030624 | 0 | 0 | 3.9448 | 0.23239 | 0.024018 | 0.016547 | 0.015268 | 0.00028822 | 0.015598 | 0.001132 | 0.015265 | 0.00030624 | 0.01506 | 0.00024764 | 0.014874 | 5.8601e-05 | 0.62157
894 | 38873.325 | 0.85763 | 0.7521 | 1.3785 | 1.1336 | 12.9849 | 4.839 | 2.0113 | 1.8202 | 0.17701 | 0.05988 | 7.0608 | 3.2441 | 0.12694 | 0.37369 | 0.1355 | 0.33271 | 0.0696 | 0.12371 | 0.41801 | 0.20988 | 2.0772 | 1.8289 | 0.085905 | 1.8918 | 0.4659 | 0.012329 | 0.55272 | 0.45376 | 0.13586 | 0.077998 | 5.6795 | 6.7788 | 14.5159 | 0.57792 | 14.0713 | 1824.2064 | 0 | 0 | 0.68314 | 0.013534 | 0.64589 | 0.016491 | 0.49384 | 0.00091891 | 0 | 0 | 0 | 0 | 0.037416 | 0.0011246 | 0.054921 | 0.00023824 | 0 | 0 | 3.3484 | 0.18313 | 0.021869 | 0.013312 | 0.01506 | 0.00022184 | 0.015559 | 0.0008864 | 0.015057 | 0.00023824 | 0.01506 | 0.00019266 | 0.014873 | 4.5581e-05 | 0.57999
895 | 38381.683 | 0.97558 | 0.97275 | 1.1435 | 1.7212 | 15.8264 | 3.1943 | 2.1635 | 0.87191 | 0.3106 | 0.061042 | 8.1747 | 2.4504 | 0.24465 | 0.30153 | 0.13492 | 0.30802 | 0.093847 | 0.13517 | 0.3794 | 0.16519 | 2.5137 | 2.3194 | 0.098383 | 1.8953 | 0.40641 | 0.015195 | 0.48919 | 0.58292 | 0.098878 | 0.069862 | 10.5869 | 8.8419 | 8.43 | 0.53544 | 14.1329 | 1900.5026 | 0 | 0 | 0.83673 | 0.014159 | 0.58302 | 0.016491 | 0.41736 | 0.00091891 | 0 | 0 | 0 | 0 | 0.037416 | 0.001163 | 0.055298 | 0.00024596 | 0 | 0 | 3.4516 | 0.19142 | 0.022165 | 0.013925 | 0.01506 | 0.00023434 | 0.015559 | 0.00091705 | 0.015057 | 0.00024596 | 0.01506 | 0.00019889 | 0.014874 | 4.7072e-05 | 0.6324
896 | 44598.4424 | 0.87767 | 0.71949 | 1.5567 | 1.728 | 9.8588 | 1.8886 | 3.8224 | 1.6283 | 0.49921 | 0.038777 | 8.2549 | 1.1227 | 0.31601 | 0.30173 | 0.13362 | 0.39245 | 0.0817 | 0.10699 | 0.46901 | 0.18146 | 2.306 | 2.4362 | 0.082222 | 2.0087 | 0.43003 | 0.011824 | 0.56637 | 0.5104 | 0.13492 | 0.060256 | 8.9998 | 6.2032 | 14.9113 | 0.52092 | 14.5362 | 2012.3961 | 0 | 0 | 0.67353 | 0.015032 | 0.68162 | 0.016491 | 0.42903 | 0.00091891 | 0 | 0 | 0 | 0 | 0.037623 | 0.0012754 | 0.056605 | 0.00027134 | 0 | 0 | 3.6001 | 0.20352 | 0.022576 | 0.014781 | 0.015268 | 0.0002518 | 0.015558 | 0.0010041 | 0.015265 | 0.00027134 | 0.01506 | 0.00021943 | 0.014873 | 5.191e-05 | 0.51013
897 | 51123.3399 | 0.80886 | 0.99535 | 1.1442 | 1.2143 | 13.3099 | 1.1908 | 3.0795 | 1.0108 | 0.79194 | 0.024963 | 8.848 | 3.6193 | 0.27394 | 0.35153 | 0.15155 | 0.3511 | 0.08579 | 0.12403 | 0.4949 | 0.21309 | 1.9603 | 2.2658 | 0.078384 | 1.724 | 0.43345 | 0.012684 | 0.64789 | 0.47825 | 0.1212 | 0.080373 | 9.3297 | 7.12 | 15.7849 | 0.4513 | 17.0586 | 2489.2611 | 0 | 0 | 0.957 | 0.018108 | 0.76247 | 0.019491 | 0.451 | 0.00091891 | 0 | 0 | 0 | 0 | 0.037663 | 0.0015437 | 0.059459 | 0.00032867 | 0 | 0 | 4.1945 | 0.25393 | 0.024604 | 0.017794 | 0.015268 | 0.00031419 | 0.015597 | 0.0012151 | 0.015265 | 0.00032867 | 0.015268 | 0.00026577 | 0.014874 | 6.29e-05 | 1.0107
898 | 49133.3569 | 0.85447 | 0.89731 | 1.4323 | 1.3431 | 11.5207 | 3.8321 | 2.5032 | 1.1765 | 0.4156 | 0.024788 | 6.185 | 3.4724 | 0.3802 | 0.32475 | 0.136 | 0.26394 | 0.077528 | 0.14937 | 0.46829 | 0.17467 | 2.3187 | 2.4466 | 0.088947 | 1.7314 | 0.4053 | 0.012176 | 0.53868 | 0.42593 | 0.11645 | 0.079775 | 10.616 | 9.6506 | 15.3619 | 0.57896 | 15.9409 | 2337.9606 | 0 | 0 | 0.81038 | 0.017086 | 0.73702 | 0.019491 | 0.40245 | 0.00091891 | 0 | 0 | 0 | 0 | 0.037663 | 0.0014548 | 0.05861 | 0.00030963 | 0 | 0 | 3.9997 | 0.23709 | 0.024134 | 0.016793 | 0.015268 | 0.00029333 | 0.015598 | 0.0011452 | 0.015265 | 0.00030963 | 0.015268 | 0.00025038 | 0.014874 | 5.9249e-05 | 0.78857
899 | 48576.4504 | 0.96855 | 0.72212 | 1.4674 | 1.4515 | 13.2712 | 2.1427 | 3.2849 | 0.48221 | 0.86627 | 0.051323 | 9.966 | 1.1117 | 0.43588 | 0.27619 | 0.14907 | 0.30062 | 0.079751 | 0.13275 | 0.47338 | 0.21793 | 2.3631 | 2.3759 | 0.091608 | 1.77 | 0.41137 | 0.01087 | 0.51572 | 0.44704 | 0.1187 | 0.075052 | 10.424 | 8.1022 | 8.2445 | 0.63028 | 14.8632 | 2181.7814 | 0 | 0 | 0.71427 | 0.016161 | 0.60423 | 0.016491 | 0.42765 | 0.00091891 | 0 | 0 | 0 | 0 | 0.037622 | 0.0013856 | 0.057755 | 0.00029526 | 0 | 0 | 3.8267 | 0.22238 | 0.023705 | 0.015886 | 0.015268 | 0.00027454 | 0.015557 | 0.0010903 | 0.015265 | 0.00029526 | 0.01506 | 0.00023878 | 0.014873 | 5.6482e-05 | 0.51066
900 | 40801.8943 | 0.85992 | 0.83932 | 1.4767 | 1.6498 | 11.3037 | 2.2673 | 3.8514 | 0.72354 | 1.0366 | 0.044526 | 8.4643 | 1.281 | 0.16934 | 0.39794 | 0.16157 | 0.30448 | 0.085339 | 0.11348 | 0.49941 | 0.22169 | 2.2378 | 2.1584 | 0.083509 | 1.8019 | 0.46727 | 0.015133 | 0.5769 | 0.43409 | 0.097098 | 0.061372 | 7.1538 | 7.5819 | 11.4715 | 0.52513 | 14.4511 | 1934.5659 | 0 | 0 | 0.71648 | 0.014406 | 0.62572 | 0.016491 | 0.49933 | 0.00091891 | 0 | 0 | 0 | 0 | 0.037624 | 0.0012015 | 0.055759 | 0.00025468 | 0 | 0 | 3.4974 | 0.19513 | 0.022282 | 0.014167 | 0.01506 | 0.00023926 | 0.015559 | 0.00094687 | 0.015265 | 0.00025468 | 0.01506 | 0.00020594 | 0.014874 | 4.8734e-05 | 0.73943
901 | 43681.8337 | 0.91405 | 0.94325 | 1.0121 | 1.7463 | 11.3737 | 3.4994 | 2.8373 | 0.88254 | 0.25153 | 0.06932 | 9.4684 | 1.6437 | 0.1275 | 0.31171 | 0.14124 | 0.41327 | 0.073492 | 0.14446 | 0.43022 | 0.16389 | 2.3858 | 2.4282 | 0.096101 | 1.8187 | 0.43821 | 0.014325 | 0.56755 | 0.48718 | 0.11667 | 0.073127 | 9.9363 | 9.3774 | 8.3904 | 0.55188 | 15.7734 | 2126.5444 | 0 | 0 | 0.91417 | 0.015654 | 0.60046 | 0.016491 | 0.57918 | 0.00091891 | 0 | 0 | 0 | 0 | 0.037623 | 0.0013105 | 0.056912 | 0.00027819 | 0 | 0 | 3.7579 | 0.21661 | 0.023469 | 0.015389 | 0.015268 | 0.00026433 | 0.015557 | 0.0010323 | 0.015265 | 0.00027819 | 0.01506 | 0.00022495 | 0.014874 | 5.3237e-05 | 0.71596
902 | 39429.6772 | 0.90781 | 0.89915 | 0.97872 | 1.5506 | 12.5649 | 4.7146 | 2.8774 | 1.2104 | 0.086804 | 0.047936 | 7.027 | 1.7875 | 0.4345 | 0.33896 | 0.12753 | 0.3356 | 0.082655 | 0.1334 | 0.39518 | 0.20715 | 1.9791 | 2.1127 | 0.10265 | 1.6212 | 0.44905 | 0.013548 | 0.63647 | 0.57412 | 0.11565 | 0.062102 | 7.2353 | 9.3117 | 9.3258 | 0.53762 | 14.0838 | 1893.2715 | 0 | 0 | 0.86388 | 0.014221 | 0.59427 | 0.016491 | 0.38522 | 0.00091891 | 0 | 0 | 0 | 0 | 0.037624 | 0.0011771 | 0.055467 | 0.00024908 | 0 | 0 | 3.4383 | 0.19035 | 0.022194 | 0.013985 | 0.01506 | 0.00023555 | 0.015559 | 0.00092802 | 0.015265 | 0.00024908 | 0.01506 | 0.00020141 | 0.014874 | 4.7667e-05 | 0.66225
903 | 39484.2548 | 0.84528 | 0.91197 | 1.0103 | 1.7872 | 9.1684 | 4.3978 | 0.91963 | 1.5704 | 0.43993 | 0.06909 | 9.2661 | 1.7141 | 0.26307 | 0.34782 | 0.15255 | 0.30145 | 0.075089 | 0.13965 | 0.48962 | 0.18078 | 2.28 | 2.2897 | 0.088506 | 1.6164 | 0.53925 | 0.01521 | 0.52324 | 0.45613 | 0.10295 | 0.081742 | 8.3291 | 7.4249 | 9.669 | 0.57542 | 14.3462 | 1914.3403 | 0 | 0 | 0.85979 | 0.014279 | 0.59854 | 0.016491 | 0.43013 | 0.00091891 | 0 | 0 | 0 | 0 | 0.037624 | 0.0011812 | 0.055515 | 0.00025005 | 0 | 0 | 3.4697 | 0.19288 | 0.022222 | 0.014042 | 0.01506 | 0.00023673 | 0.015559 | 0.0009311 | 0.015265 | 0.00025005 | 0.01506 | 0.0002022 | 0.014874 | 4.7853e-05 | 0.69252
904 | 43707.5205 | 0.86845 | 0.95363 | 1.5154 | 1.5822 | 14.2669 | 1.9655 | 2.1274 | 1.6961 | 1.1814 | 0.042101 | 9.4073 | 1.2293 | 0.27191 | 0.38349 | 0.13981 | 0.32811 | 0.07269 | 0.13723 | 0.43857 | 0.19131 | 2.2098 | 1.9759 | 0.085989 | 1.8209 | 0.44957 | 0.013433 | 0.48556 | 0.45711 | 0.13395 | 0.057955 | 9.0476 | 7.2777 | 11.9253 | 0.51258 | 15.1225 | 2116.6468 | 0 | 0 | 0.78025 | 0.015702 | 0.65095 | 0.016491 | 0.45689 | 0.00091891 | 0 | 0 | 0 | 0 | 0.037623 | 0.0013151 | 0.056954 | 0.00027908 | 0 | 0 | 3.7416 | 0.21525 | 0.023491 | 0.015437 | 0.015268 | 0.00026528 | 0.015557 | 0.0010361 | 0.015265 | 0.00027908 | 0.01506 | 0.00022567 | 0.014874 | 5.3411e-05 | 0.89352
905 | 48463.5247 | 0.85744 | 0.99211 | 1.3883 | 1.1774 | 10.4889 | 2.9598 | 3.067 | 1.9134 | 0.79838 | 0.033849 | 9.715 | 3.4635 | 0.19575 | 0.27246 | 0.12089 | 0.31529 | 0.067001 | 0.15287 | 0.47585 | 0.19116 | 2.6166 | 2.1518 | 0.09398 | 1.7953 | 0.43688 | 0.011908 | 0.63708 | 0.51529 | 0.11905 | 0.067798 | 12.3615 | 8.9325 | 15.7711 | 0.53755 | 16.5326 | 2368.5422 | 0 | 0 | 0.86178 | 0.017294 | 0.74681 | 0.019491 | 0.48564 | 0.00091891 | 0 | 0 | 0 | 0 | 0.037663 | 0.0014661 | 0.058692 | 0.00031168 | 0 | 0 | 4.0396 | 0.2405 | 0.02423 | 0.016997 | 0.015268 | 0.00029756 | 0.015598 | 0.0011544 | 0.015265 | 0.00031168 | 0.015268 | 0.00025203 | 0.014874 | 5.9652e-05 | 0.73964
906 | 44224.4893 | 0.8668 | 0.73644 | 1.2587 | 1.6984 | 8.9251 | 3.206 | 2.5374 | 1.4993 | 0.65545 | 0.033995 | 8.7168 | 3.511 | 0.28433 | 0.27906 | 0.13296 | 0.28026 | 0.084164 | 0.14246 | 0.43101 | 0.20734 | 2.279 | 2.2451 | 0.0887 | 2.1758 | 0.41393 | 0.013137 | 0.44165 | 0.45263 | 0.1454 | 0.065423 | 9.2481 | 7.3401 | 10.453 | 0.6433 | 14.3574 | 2013.07 | 0 | 0 | 0.73701 | 0.015 | 0.62189 | 0.016491 | 0.40444 | 0.00091891 | 0 | 0 | 0 | 0 | 0.037623 | 0.0012711 | 0.056553 | 0.00027033 | 0 | 0 | 3.602 | 0.20368 | 0.022561 | 0.014749 | 0.015268 | 0.00025114 | 0.015558 | 0.0010007 | 0.015265 | 0.00027033 | 0.01506 | 0.00021861 | 0.014873 | 5.1721e-05 | 0.48079
907 | 44747.4544 | 0.917 | 0.76608 | 1.3228 | 1.2917 | 9.4864 | 1.6473 | 3.2653 | 1.4614 | 0.15171 | 0.052305 | 7.5772 | 2.158 | 0.38685 | 0.39914 | 0.12945 | 0.27573 | 0.062275 | 0.13656 | 0.39486 | 0.19327 | 2.0613 | 2.235 | 0.074149 | 2.1141 | 0.41891 | 0.015125 | 0.51838 | 0.5002 | 0.10725 | 0.069834 | 6.9122 | 8.1462 | 8.2926 | 0.63676 | 14.3117 | 2046.8316 | 0 | 0 | 0.74142 | 0.015267 | 0.5943 | 0.016491 | 0.39131 | 0.00091891 | 0 | 0 | 0 | 0 | 0.037623 | 0.0012956 | 0.056796 | 0.00027537 | 0 | 0 | 3.6465 | 0.20735 | 0.023288 | 0.015011 | 0.015268 | 0.00025649 | 0.015558 | 0.0010202 | 0.015265 | 0.00027537 | 0.01506 | 0.00022268 | 0.014874 | 5.2689e-05 | 0.72894
908 | 46392.5684 | 0.90197 | 0.99056 | 1.3192 | 1.8654 | 7.42 | 1.0338 | 0.7255 | 0.40173 | 0.078577 | 0.022121 | 6.304 | 1.9756 | 0.39962 | 0.38478 | 0.13768 | 0.34383 | 0.087805 | 0.15265 | 0.43211 | 0.19579 | 2.0105 | 2.5473 | 0.079304 | 1.9011 | 0.44861 | 0.012226 | 0.53597 | 0.41337 | 0.10964 | 0.065665 | 9.0026 | 8.9632 | 14.8455 | 0.55322 | 15.7859 | 2245.4236 | 0 | 0 | 0.86335 | 0.016665 | 0.71155 | 0.016491 | 0.41143 | 0.00091891 | 0 | 0 | 0 | 0 | 0.037622 | 0.0014022 | 0.057857 | 0.00029815 | 0 | 0 | 3.9093 | 0.22937 | 0.023939 | 0.01638 | 0.015268 | 0.00028481 | 0.015557 | 0.001104 | 0.015265 | 0.00029815 | 0.01506 | 0.00024109 | 0.014874 | 5.706e-05 | 0.99786
909 | 45850.1536 | 0.90983 | 0.88028 | 0.98874 | 1.7536 | 12.3991 | 2.9774 | 1.5244 | 0.96437 | 0.96542 | 0.068326 | 7.9934 | 3.9758 | 0.35817 | 0.32377 | 0.16826 | 0.33979 | 0.073052 | 0.13958 | 0.43885 | 0.18392 | 2.2838 | 2.0083 | 0.090871 | 1.7527 | 0.4339 | 0.011742 | 0.65275 | 0.44867 | 0.12387 | 0.066005 | 12.4122 | 6.4867 | 10.567 | 0.54775 | 15.3262 | 2171.9119 | 0 | 0 | 0.90682 | 0.016047 | 0.63786 | 0.016491 | 0.39984 | 0.00091891 | 0 | 0 | 0 | 0 | 0.037622 | 0.0013557 | 0.057406 | 0.00028832 | 0 | 0 | 3.8155 | 0.22144 | 0.023652 | 0.015775 | 0.015268 | 0.00027227 | 0.015557 | 0.0010673 | 0.015265 | 0.00028832 | 0.01506 | 0.00023314 | 0.014874 | 5.5171e-05 | 0.71659
910 | 42108.5071 | 0.77129 | 0.94774 | 1.1193 | 1.6546 | 9.8175 | 2.4777 | 2.9182 | 0.51666 | 0.28476 | 0.077245 | 7.3058 | 2.8104 | 0.39275 | 0.35539 | 0.12969 | 0.33068 | 0.084854 | 0.13868 | 0.38545 | 0.23699 | 2.6105 | 2.1653 | 0.082389 | 1.9256 | 0.44282 | 0.013503 | 0.50394 | 0.48953 | 0.11568 | 0.062081 | 11.8141 | 7.7629 | 11.2864 | 0.53531 | 14.7257 | 2036.8602 | 0 | 0 | 0.86567 | 0.015204 | 0.63533 | 0.016491 | 0.38634 | 0.00091891 | 0 | 0 | 0 | 0 | 0.037623 | 0.0012679 | 0.056454 | 0.00026884 | 0 | 0 | 3.6336 | 0.20629 | 0.023258 | 0.014948 | 0.015268 | 0.00025525 | 0.015558 | 0.00099906 | 0.015265 | 0.00026884 | 0.01506 | 0.00021739 | 0.014874 | 5.1453e-05 | 0.79164
911 | 38433.8896 | 0.91374 | 0.8904 | 1.1179 | 1.438 | 12.5888 | 2.4486 | 3.3796 | 1.6804 | 0.90593 | 0.077988 | 9.278 | 2.6937 | 0.33378 | 0.27083 | 0.15424 | 0.36817 | 0.079653 | 0.16288 | 0.53768 | 0.20825 | 2.5207 | 2.6198 | 0.10476 | 1.719 | 0.46721 | 0.01269 | 0.56055 | 0.39755 | 0.12039 | 0.064781 | 8.1589 | 7.0323 | 11.7642 | 0.63962 | 13.9491 | 1860.7656 | 0 | 0 | 0.80543 | 0.01389 | 0.62121 | 0.016491 | 0.38515 | 0.00091891 | 0 | 0 | 0 | 0 | 0.037416 | 0.0011471 | 0.055142 | 0.00024277 | 0 | 0 | 3.3965 | 0.18698 | 0.022038 | 0.013661 | 0.01506 | 0.00022895 | 0.015559 | 0.00090429 | 0.015057 | 0.00024277 | 0.01506 | 0.00019631 | 0.014874 | 4.6463e-05 | 0.50967
912 | 45072.1936 | 0.93332 | 0.78256 | 1.4051 | 1.4347 | 12.0342 | 2.3054 | 1.7293 | 1.0697 | 0.69041 | 0.028759 | 6.18 | 2.2848 | 0.12454 | 0.39979 | 0.13135 | 0.30944 | 0.082309 | 0.14152 | 0.4666 | 0.15433 | 2.6075 | 1.9619 | 0.093887 | 1.8518 | 0.5059 | 0.012342 | 0.61838 | 0.48655 | 0.12497 | 0.083296 | 8.7484 | 9.5443 | 12.3144 | 0.62075 | 15.2385 | 2073.2319 | 0 | 0 | 0.73411 | 0.015426 | 0.65226 | 0.016491 | 0.54791 | 0.00091891 | 0 | 0 | 0 | 0 | 0.037623 | 0.0013075 | 0.056919 | 0.00027794 | 0 | 0 | 3.6826 | 0.21034 | 0.023362 | 0.015167 | 0.015268 | 0.00025971 | 0.015557 | 0.0010296 | 0.015265 | 0.00027794 | 0.01506 | 0.00022476 | 0.014874 | 5.318e-05 | 0.75417
913 | 45168.9681 | 0.99836 | 0.86092 | 1.216 | 1.6162 | 14.9359 | 3.4114 | 1.9335 | 1.8174 | 0.56096 | 0.065232 | 9.7715 | 1.6256 | 0.14104 | 0.29617 | 0.14571 | 0.31614 | 0.092 | 0.12903 | 0.38951 | 0.17995 | 2.4631 | 1.8306 | 0.08092 | 1.8419 | 0.37258 | 0.012494 | 0.49748 | 0.56406 | 0.12128 | 0.071686 | 9.4195 | 9.5558 | 9.5042 | 0.53303 | 15.4353 | 2120.7153 | 0 | 0 | 0.81791 | 0.015773 | 0.62079 | 0.016491 | 0.5401 | 0.00091891 | 0 | 0 | 0 | 0 | 0.037623 | 0.0013329 | 0.057172 | 0.00028338 | 0 | 0 | 3.7455 | 0.21558 | 0.023524 | 0.015506 | 0.015268 | 0.00026672 | 0.015557 | 0.0010495 | 0.015265 | 0.00028338 | 0.01506 | 0.00022915 | 0.014874 | 5.4229e-05 | 0.62849
914 | 49173.0765 | 0.88438 | 0.78984 | 0.96014 | 1.692 | 15.7846 | 2.1661 | 1.7333 | 1.6136 | 0.74586 | 0.029256 | 8.8402 | 0.64742 | 0.26114 | 0.37894 | 0.12935 | 0.35195 | 0.06613 | 0.14119 | 0.46511 | 0.23048 | 1.785 | 1.9311 | 0.099678 | 1.8217 | 0.41106 | 0.013317 | 0.5771 | 0.4945 | 0.099489 | 0.060733 | 9.1083 | 6.922 | 10.4052 | 0.62569 | 16.0898 | 2247.4733 | 0 | 0 | 0.89114 | 0.016628 | 0.64394 | 0.016491 | 0.53592 | 0.00091891 | 0 | 0 | 0 | 0 | 0.037664 | 0.0014224 | 0.058119 | 0.00030323 | 0 | 0 | 3.9126 | 0.22965 | 0.023922 | 0.016344 | 0.015268 | 0.00028403 | 0.015598 | 0.0011192 | 0.015265 | 0.00030323 | 0.01506 | 0.00024522 | 0.014874 | 5.8016e-05 | 0.78846
915 | 41920.4939 | 0.79097 | 0.7594 | 1.2668 | 1.821 | 7.1073 | 2.1847 | 1.1322 | 1.7014 | 1.1322 | 0.048542 | 9.1915 | 3.7405 | 0.32408 | 0.28972 | 0.1288 | 0.34103 | 0.079719 | 0.12721 | 0.455 | 0.20727 | 2.5515 | 2.7625 | 0.084745 | 1.844 | 0.4268 | 0.010531 | 0.56096 | 0.41772 | 0.1025 | 0.059094 | 9.5088 | 8.8783 | 14.2157 | 0.6099 | 14.1181 | 1925.4044 | 0 | 0 | 0.73061 | 0.014437 | 0.65898 | 0.016491 | 0.38349 | 0.00091891 | 0 | 0 | 0 | 0 | 0.037624 | 0.0012114 | 0.055893 | 0.00025716 | 0 | 0 | 3.4821 | 0.19388 | 0.022296 | 0.014198 | 0.01506 | 0.00023989 | 0.015558 | 0.00095426 | 0.015265 | 0.00025716 | 0.01506 | 0.00020796 | 0.014873 | 4.92e-05 | 0.49043
916 | 52626.4771 | 0.75069 | 0.82911 | 1.433 | 1.8517 | 14.4893 | 2.5111 | 2.4716 | 1.6186 | 1.0773 | 0.026635 | 8.7435 | 1.8934 | 0.15531 | 0.40102 | 0.15298 | 0.33875 | 0.090678 | 0.11593 | 0.45218 | 0.20383 | 2.016 | 2.4569 | 0.10485 | 1.8313 | 0.51808 | 0.014393 | 0.54352 | 0.41308 | 0.13117 | 0.069912 | 8.1316 | 9.9011 | 11.1821 | 0.49483 | 16.6187 | 2435.9974 | 0 | 0 | 0.79908 | 0.017791 | 0.68291 | 0.019491 | 0.55798 | 0.00091891 | 0 | 0 | 0 | 0 | 0.037663 | 0.0015319 | 0.059419 | 0.00032728 | 0 | 0 | 4.1248 | 0.24786 | 0.024459 | 0.017483 | 0.015268 | 0.00030777 | 0.015597 | 0.0012046 | 0.015265 | 0.00032728 | 0.015268 | 0.00026466 | 0.014874 | 6.2621e-05 | 0.94686
917 | 41258.3662 | 0.95274 | 0.77573 | 1.2686 | 1.6427 | 15.0667 | 4.6408 | 1.6626 | 0.77263 | 0.94213 | 0.068425 | 8.0443 | 3.3735 | 0.12856 | 0.33232 | 0.14012 | 0.29859 | 0.083206 | 0.13936 | 0.43604 | 0.19008 | 2.1671 | 2.2843 | 0.10417 | 1.744 | 0.38716 | 0.011879 | 0.49667 | 0.41469 | 0.12493 | 0.059492 | 7.7639 | 7.8653 | 12.4928 | 0.62309 | 14.4797 | 1909.8654 | 0 | 0 | 0.73347 | 0.014306 | 0.63625 | 0.016491 | 0.50722 | 0.00091891 | 0 | 0 | 0 | 0 | 0.037624 | 0.0011993 | 0.055754 | 0.00025444 | 0 | 0 | 3.4615 | 0.19222 | 0.022234 | 0.014069 | 0.01506 | 0.00023725 | 0.015559 | 0.00094482 | 0.015265 | 0.00025444 | 0.01506 | 0.00020575 | 0.014874 | 4.8685e-05 | 0.56797
918 | 52565.1855 | 0.96414 | 0.89182 | 1.1147 | 1.224 | 11.7455 | 3.2579 | 1.6613 | 1.9476 | 0.59904 | 0.03628 | 7.2481 | 2.9186 | 0.3724 | 0.33192 | 0.13142 | 0.27228 | 0.075856 | 0.15761 | 0.43587 | 0.15974 | 2.3086 | 1.9733 | 0.08558 | 1.7502 | 0.37874 | 0.011845 | 0.60428 | 0.50763 | 0.11327 | 0.070422 | 9.3374 | 7.8264 | 9.3037 | 0.59812 | 16.4048 | 2482.7978 | 0 | 0 | 0.92072 | 0.018062 | 0.6574 | 0.019491 | 0.41965 | 0.00091891 | 0 | 0 | 0 | 0 | 0.037663 | 0.0015513 | 0.059564 | 0.00033071 | 0 | 0 | 4.186 | 0.25319 | 0.024583 | 0.017749 | 0.015268 | 0.00031325 | 0.015597 | 0.0012206 | 0.015265 | 0.00033071 | 0.015268 | 0.00026743 | 0.014874 | 6.3282e-05 | 0.85573
919 | 52528.6575 | 0.92083 | 0.83285 | 1.4855 | 1.8127 | 14.0372 | 3.4611 | 2.6175 | 1.946 | 0.16736 | 0.061114 | 9.6514 | 2.6276 | 0.34041 | 0.2849 | 0.12148 | 0.31353 | 0.081215 | 0.10497 | 0.39877 | 0.22276 | 2.0184 | 2.1444 | 0.086303 | 1.784 | 0.36211 | 0.011995 | 0.59441 | 0.44321 | 0.11027 | 0.066588 | 9.6091 | 6.285 | 12.128 | 0.46131 | 16.1633 | 2442.8797 | 0 | 0 | 0.78894 | 0.017774 | 0.70026 | 0.019491 | 0.4265 | 0.00091891 | 0 | 0 | 0 | 0 | 0.037663 | 0.0015286 | 0.05938 | 0.00032643 | 0 | 0 | 4.1353 | 0.24878 | 0.024451 | 0.017467 | 0.015268 | 0.00030741 | 0.015597 | 0.0012021 | 0.015265 | 0.00032643 | 0.015268 | 0.00026398 | 0.014874 | 6.2457e-05 | 0.67502
920 | 41846.1132 | 0.93431 | 0.99707 | 1.3589 | 1.3433 | 11.6575 | 4.0184 | 2.7803 | 1.1064 | 0.48764 | 0.031234 | 7.7487 | 2.7055 | 0.21439 | 0.38955 | 0.13136 | 0.29774 | 0.086631 | 0.14272 | 0.45135 | 0.2246 | 2.4338 | 1.8029 | 0.090029 | 1.7798 | 0.42132 | 0.012776 | 0.59429 | 0.47096 | 0.11613 | 0.060956 | 9.4766 | 8.5494 | 15.8787 | 0.51783 | 15.1499 | 2053.0258 | 0 | 0 | 0.8202 | 0.015307 | 0.69956 | 0.016491 | 0.44255 | 0.00091891 | 0 | 0 | 0 | 0 | 0.037623 | 0.0012734 | 0.056488 | 0.00026965 | 0 | 0 | 3.6557 | 0.20811 | 0.023307 | 0.01505 | 0.015268 | 0.00025731 | 0.015558 | 0.0010037 | 0.015265 | 0.00026965 | 0.01506 | 0.00021804 | 0.014874 | 5.161e-05 | 0.9189
921 | 47812.5595 | 0.98916 | 0.79834 | 1.4439 | 1.3278 | 9.231 | 2.1069 | 2.247 | 1.1544 | 0.18049 | 0.026582 | 9.7437 | 3.3374 | 0.1354 | 0.40018 | 0.12346 | 0.31779 | 0.081338 | 0.14999 | 0.40646 | 0.20897 | 2.4069 | 2.272 | 0.091643 | 2.127 | 0.46957 | 0.012766 | 0.56193 | 0.42485 | 0.10895 | 0.06532 | 12.0931 | 9.6614 | 14.881 | 0.65161 | 15.8077 | 2194.9369 | 0 | 0 | 0.75132 | 0.016277 | 0.70505 | 0.016491 | 0.53052 | 0.00091891 | 0 | 0 | 0 | 0 | 0.037622 | 0.001389 | 0.057763 | 0.00029564 | 0 | 0 | 3.8435 | 0.22381 | 0.023759 | 0.016 | 0.015268 | 0.00027688 | 0.015557 | 0.0010933 | 0.015265 | 0.00029564 | 0.01506 | 0.00023907 | 0.014874 | 5.6567e-05 | 0.82014
922 | 48756.6858 | 0.82311 | 0.98246 | 1.4591 | 1.4265 | 13.2772 | 2.4717 | 3.3598 | 1.5408 | 0.65484 | 0.068252 | 6.7667 | 1.3561 | 0.1195 | 0.30123 | 0.13652 | 0.35219 | 0.077503 | 0.13567 | 0.51709 | 0.18968 | 2.5548 | 2.5949 | 0.081058 | 1.9491 | 0.39556 | 0.012744 | 0.60067 | 0.42152 | 0.12391 | 0.058857 | 8.0975 | 7.7177 | 11.3224 | 0.49219 | 16.7937 | 2375.8354 | 0 | 0 | 0.84207 | 0.017345 | 0.67775 | 0.019491 | 0.62622 | 0.00091891 | 0 | 0 | 0 | 0 | 0.037663 | 0.0014687 | 0.058723 | 0.00031235 | 0 | 0 | 4.049 | 0.24132 | 0.024253 | 0.017046 | 0.015268 | 0.00029861 | 0.015598 | 0.0011563 | 0.015265 | 0.00031235 | 0.015268 | 0.00025257 | 0.014874 | 5.9773e-05 | 0.8125
923 | 52261.5875 | 0.83204 | 0.8655 | 0.99117 | 1.6808 | 9.0229 | 3.1303 | 2.6286 | 0.6104 | 0.24138 | 0.04122 | 7.9693 | 2.6781 | 0.2548 | 0.30328 | 0.14669 | 0.30775 | 0.064885 | 0.12441 | 0.49625 | 0.17404 | 1.7564 | 2.1386 | 0.079151 | 1.868 | 0.42931 | 0.012287 | 0.60992 | 0.42102 | 0.13233 | 0.066161 | 10.3702 | 9.8834 | 14.7306 | 0.49346 | 16.8861 | 2452.2367 | 0 | 0 | 0.94882 | 0.017854 | 0.74213 | 0.019491 | 0.46164 | 0.00091891 | 0 | 0 | 0 | 0 | 0.037663 | 0.0015348 | 0.059432 | 0.00032769 | 0 | 0 | 4.1469 | 0.24978 | 0.024488 | 0.017545 | 0.015268 | 0.00030904 | 0.015597 | 0.0012072 | 0.015265 | 0.00032769 | 0.015268 | 0.00026498 | 0.014874 | 6.2706e-05 | 0.7494
924 | 49471.8993 | 0.83499 | 0.74496 | 1.4162 | 1.5179 | 11.3444 | 2.8873 | 2.9602 | 1.8835 | 1.1055 | 0.063173 | 8.6153 | 3.8863 | 0.24831 | 0.28094 | 0.14292 | 0.33305 | 0.091854 | 0.13672 | 0.49421 | 0.22533 | 2.237 | 2.6418 | 0.085528 | 1.7603 | 0.46061 | 0.014674 | 0.5865 | 0.55606 | 0.11692 | 0.07423 | 8.2835 | 8.705 | 12.4105 | 0.63539 | 15.3642 | 2229.6729 | 0 | 0 | 0.7409 | 0.016512 | 0.67063 | 0.016491 | 0.43305 | 0.00091891 | 0 | 0 | 0 | 0 | 0.037622 | 0.0014169 | 0.058071 | 0.00030207 | 0 | 0 | 3.889 | 0.22765 | 0.023868 | 0.01623 | 0.015268 | 0.00028166 | 0.015556 | 0.0011148 | 0.015265 | 0.00030207 | 0.01506 | 0.00024428 | 0.014873 | 5.7787e-05 | 0.5486
925 | 53277.6994 | 0.89817 | 0.98038 | 1.1407 | 1.659 | 11.8569 | 2.2278 | 2.5933 | 1.3382 | 0.49087 | 0.02549 | 8.1502 | 3.0171 | 0.38625 | 0.27745 | 0.14736 | 0.33797 | 0.080113 | 0.15291 | 0.39645 | 0.17984 | 2.2631 | 2.2284 | 0.0827 | 2.0756 | 0.42278 | 0.013129 | 0.53049 | 0.44806 | 0.12764 | 0.070803 | 5.4873 | 9.8701 | 9.9222 | 0.53736 | 16.9002 | 2575.226 | 0 | 0 | 0.96706 | 0.018682 | 0.67599 | 0.019491 | 0.42666 | 0.00091891 | 0 | 0 | 0 | 0 | 0.037662 | 0.0016032 | 0.060064 | 0.00034233 | 0 | 0 | 4.3035 | 0.26349 | 0.024867 | 0.018356 | 0.015268 | 0.00032603 | 0.015597 | 0.0012609 | 0.015265 | 0.00034233 | 0.015268 | 0.00027681 | 0.014874 | 6.552e-05 | 0.81586
926 | 52152.3906 | 0.8941 | 0.80129 | 1.533 | 1.2398 | 13.3528 | 3.8213 | 2.9074 | 0.72076 | 0.06807 | 0.04706 | 6.7751 | 2.7843 | 0.18098 | 0.39732 | 0.15347 | 0.29247 | 0.080857 | 0.12355 | 0.49012 | 0.22961 | 2.3545 | 2.3729 | 0.1068 | 1.9033 | 0.47336 | 0.010662 | 0.55522 | 0.5799 | 0.12341 | 0.070674 | 6.2069 | 6.7934 | 8.9995 | 0.53561 | 16.0494 | 2397.1963 | 0 | 0 | 0.76139 | 0.017527 | 0.64562 | 0.019491 | 0.50556 | 0.00091891 | 0 | 0 | 0 | 0 | 0.037663 | 0.001511 | 0.0592 | 0.00032232 | 0 | 0 | 4.0749 | 0.24355 | 0.024337 | 0.017225 | 0.015268 | 0.00030231 | 0.015598 | 0.0011887 | 0.015265 | 0.00032232 | 0.015268 | 0.00026065 | 0.014874 | 6.1669e-05 | 0.89206
927 | 45261.1629 | 0.87267 | 0.87815 | 1.0691 | 1.7511 | 10.6494 | 3.0197 | 2.2097 | 0.98702 | 0.70373 | 0.026832 | 7.9986 | 0.90759 | 0.34168 | 0.36544 | 0.12433 | 0.39196 | 0.079524 | 0.16114 | 0.52327 | 0.18641 | 2.3698 | 2.1149 | 0.078903 | 1.8665 | 0.50004 | 0.014612 | 0.51458 | 0.49723 | 0.11792 | 0.080237 | 8.4979 | 8.8168 | 11.3087 | 0.63998 | 15.3852 | 2128.6961 | 0 | 0 | 0.87202 | 0.015868 | 0.64575 | 0.016491 | 0.46407 | 0.00091891 | 0 | 0 | 0 | 0 | 0.037623 | 0.0013374 | 0.057213 | 0.00028427 | 0 | 0 | 3.7552 | 0.21639 | 0.023568 | 0.015599 | 0.015268 | 0.00026864 | 0.015557 | 0.0010532 | 0.015265 | 0.00028427 | 0.01506 | 0.00022987 | 0.014874 | 5.4395e-05 | 0.79596
928 | 56673.3203 | 0.85459 | 0.74461 | 1.064 | 1.5134 | 14.9741 | 3.0174 | 3.4001 | 1.9142 | 0.17251 | 0.027325 | 9.4592 | 2.9732 | 0.31184 | 0.38941 | 0.14539 | 0.35841 | 0.083057 | 0.11456 | 0.50779 | 0.20037 | 2.3822 | 2.1182 | 0.091158 | 1.6592 | 0.3575 | 0.015316 | 0.58764 | 0.45751 | 0.11803 | 0.080264 | 11.3123 | 8.9034 | 8.6731 | 0.53637 | 16.4741 | 2529.6653 | 0 | 0 | 0.87856 | 0.018523 | 0.65368 | 0.019491 | 0.43319 | 0.00091891 | 0 | 0 | 0 | 0 | 0.037662 | 0.0016176 | 0.06027 | 0.00034632 | 0 | 0 | 4.2413 | 0.25802 | 0.024795 | 0.0182 | 0.015268 | 0.00032274 | 0.015597 | 0.0012713 | 0.015265 | 0.00034632 | 0.015268 | 0.00028006 | 0.014873 | 6.6255e-05 | 0.87079
929 | 43204.6155 | 0.78563 | 0.72968 | 1.2939 | 1.7372 | 12.69 | 1.3722 | 2.7285 | 1.2378 | 0.34473 | 0.063414 | 9.5764 | 3.0625 | 0.22568 | 0.34647 | 0.12168 | 0.25924 | 0.080786 | 0.11129 | 0.46846 | 0.23576 | 2.0504 | 2.1906 | 0.093526 | 1.7867 | 0.44242 | 0.01124 | 0.52993 | 0.50587 | 0.099919 | 0.072535 | 10.3209 | 8.2216 | 15.6199 | 0.5722 | 14.4397 | 1952.412 | 0 | 0 | 0.71885 | 0.014689 | 0.68439 | 0.016491 | 0.42464 | 0.00091891 | 0 | 0 | 0 | 0 | 0.037623 | 0.0012404 | 0.056221 | 0.00026361 | 0 | 0 | 3.517 | 0.19672 | 0.022414 | 0.014444 | 0.01506 | 0.00024491 | 0.015558 | 0.00097677 | 0.015265 | 0.00026361 | 0.01506 | 0.00021318 | 0.014873 | 5.0434e-05 | 0.57686
930 | 51061.3225 | 0.8624 | 0.82955 | 1.4061 | 1.7875 | 15.9476 | 4.8583 | 1.3535 | 0.67938 | 0.090244 | 0.04758 | 6.5536 | 1.1027 | 0.37388 | 0.32395 | 0.15282 | 0.39296 | 0.06256 | 0.15403 | 0.39996 | 0.18905 | 1.9275 | 2.1453 | 0.095529 | 1.8295 | 0.41778 | 0.012886 | 0.59064 | 0.50706 | 0.12853 | 0.067409 | 9.0573 | 9.8084 | 15.1667 | 0.61627 | 16.2426 | 2376.2394 | 0 | 0 | 0.79549 | 0.017343 | 0.73909 | 0.019491 | 0.45523 | 0.00091891 | 0 | 0 | 0 | 0 | 0.037663 | 0.0014871 | 0.05897 | 0.00031731 | 0 | 0 | 4.0491 | 0.24132 | 0.024253 | 0.017045 | 0.015268 | 0.00029861 | 0.015598 | 0.0011697 | 0.015265 | 0.00031731 | 0.015268 | 0.0002566 | 0.014874 | 6.0713e-05 | 0.74255
931 | 48961.967 | 0.76861 | 0.88764 | 1.5218 | 1.2264 | 12.7431 | 1.7905 | 3.1935 | 1.2233 | 0.52074 | 0.07465 | 7.2165 | 0.94443 | 0.15772 | 0.31558 | 0.13917 | 0.33704 | 0.066607 | 0.12882 | 0.52899 | 0.22484 | 2.3571 | 1.9982 | 0.09478 | 1.7233 | 0.43055 | 0.013564 | 0.49807 | 0.41637 | 0.11786 | 0.065671 | 9.2802 | 9.3225 | 9.2369 | 0.51982 | 16.1255 | 2321.183 | 0 | 0 | 0.78525 | 0.016991 | 0.64288 | 0.019491 | 0.57133 | 0.00091891 | 0 | 0 | 0 | 0 | 0.037664 | 0.0014469 | 0.058528 | 0.00030782 | 0 | 0 | 3.9774 | 0.23518 | 0.02409 | 0.0167 | 0.015268 | 0.00029138 | 0.015598 | 0.0011391 | 0.015265 | 0.00030782 | 0.015268 | 0.00024892 | 0.014874 | 5.8901e-05 | 0.75344
932 | 37845.4679 | 0.86174 | 0.72352 | 1.5272 | 1.5611 | 10.6945 | 1.2819 | 1.1731 | 1.9692 | 0.52009 | 0.075302 | 7.0822 | 3.2336 | 0.16489 | 0.38962 | 0.12368 | 0.31663 | 0.072649 | 0.15974 | 0.40126 | 0.16247 | 2.4767 | 2.0648 | 0.094135 | 1.6268 | 0.4743 | 0.013904 | 0.50244 | 0.56531 | 0.12605 | 0.082522 | 7.1799 | 7.6247 | 11.452 | 0.75489 | 13.2746 | 1737.1145 | 0 | 0 | 0.63845 | 0.013137 | 0.60674 | 0.016491 | 0.43774 | 0.00091891 | 0 | 0 | 0 | 0 | 0.037416 | 0.0010884 | 0.05454 | 0.00023098 | 0 | 0 | 3.2208 | 0.17301 | 0.021681 | 0.012923 | 0.01506 | 0.00021403 | 0.015559 | 0.00085745 | 0.015057 | 0.00023098 | 0.01506 | 0.00018678 | 0.014873 | 4.4192e-05 | 0.56275
933 | 54444.5798 | 0.98565 | 0.83408 | 1.5145 | 1.5594 | 10.9978 | 2.9153 | 3.6731 | 0.80561 | 0.13863 | 0.070139 | 9.6829 | 1.749 | 0.12336 | 0.39467 | 0.11345 | 0.35071 | 0.077353 | 0.13551 | 0.44833 | 0.16878 | 2.1503 | 2.1828 | 0.10836 | 1.9746 | 0.44078 | 0.015093 | 0.63358 | 0.50382 | 0.13234 | 0.068365 | 7.7421 | 7.8288 | 14.5932 | 0.54952 | 17.3998 | 2523.6582 | 0 | 0 | 0.79502 | 0.018335 | 0.74837 | 0.019491 | 0.62255 | 0.00091891 | 0 | 0 | 0 | 0 | 0.037662 | 0.0015845 | 0.059917 | 0.00033853 | 0 | 0 | 4.2378 | 0.25772 | 0.024709 | 0.018016 | 0.015268 | 0.00031888 | 0.015597 | 0.0012459 | 0.015265 | 0.00033853 | 0.015268 | 0.00027376 | 0.014874 | 6.4771e-05 | 0.97095
934 | 40185.5608 | 0.95905 | 0.75925 | 1.3744 | 1.3098 | 9.9355 | 2.4876 | 2.8334 | 1.8217 | 0.11153 | 0.044279 | 7.8211 | 3.049 | 0.27463 | 0.34206 | 0.12061 | 0.33237 | 0.093359 | 0.16082 | 0.48888 | 0.16862 | 2.5399 | 2.5739 | 0.088198 | 1.8829 | 0.36419 | 0.013721 | 0.56538 | 0.50779 | 0.12013 | 0.076891 | 8.8524 | 9.9704 | 10.9893 | 0.72359 | 13.7864 | 1872.9329 | 0 | 0 | 0.6961 | 0.013933 | 0.61384 | 0.016491 | 0.40757 | 0.00091891 | 0 | 0 | 0 | 0 | 0.037416 | 0.0011645 | 0.055365 | 0.0002468 | 0 | 0 | 3.414 | 0.18838 | 0.022058 | 0.013704 | 0.01506 | 0.0002298 | 0.015559 | 0.00091768 | 0.015057 | 0.0002468 | 0.01506 | 0.00019958 | 0.014873 | 4.722e-05 | 0.55504
935 | 42028.763 | 0.79736 | 0.84006 | 0.97509 | 1.5815 | 12.2747 | 1.6668 | 3.2204 | 1.7745 | 0.39163 | 0.021083 | 9.7829 | 3.7878 | 0.16573 | 0.33062 | 0.15433 | 0.33351 | 0.078669 | 0.1331 | 0.40044 | 0.16824 | 2.3331 | 2.2799 | 0.10052 | 1.6902 | 0.3704 | 0.014283 | 0.46597 | 0.41914 | 0.10851 | 0.069568 | 8.4648 | 8.9242 | 12.3642 | 0.57919 | 14.8399 | 1973.9668 | 0 | 0 | 0.85631 | 0.014772 | 0.64236 | 0.016491 | 0.46463 | 0.00091891 | 0 | 0 | 0 | 0 | 0.037624 | 0.0012367 | 0.056143 | 0.00026231 | 0 | 0 | 3.5484 | 0.19929 | 0.022454 | 0.014525 | 0.01506 | 0.00024657 | 0.015558 | 0.00097443 | 0.015265 | 0.00026231 | 0.01506 | 0.00021212 | 0.014874 | 5.0194e-05 | 0.63345
936 | 49490.4867 | 0.8812 | 0.92466 | 1.335 | 1.2179 | 10.0912 | 1.1858 | 0.56663 | 1.5686 | 0.77679 | 0.050972 | 6.6681 | 3.0284 | 0.23593 | 0.38874 | 0.14076 | 0.31688 | 0.076258 | 0.13148 | 0.34645 | 0.16535 | 2.2805 | 2.3282 | 0.10643 | 1.8788 | 0.44966 | 0.011786 | 0.5364 | 0.46263 | 0.0934 | 0.079146 | 10.0577 | 7.0305 | 12.0221 | 0.5289 | 16.1717 | 2370.676 | 0 | 0 | 0.84999 | 0.017306 | 0.68728 | 0.019491 | 0.46042 | 0.00091891 | 0 | 0 | 0 | 0 | 0.037663 | 0.0014752 | 0.058806 | 0.00031398 | 0 | 0 | 4.0421 | 0.24073 | 0.024236 | 0.017009 | 0.015268 | 0.0002978 | 0.015598 | 0.0011612 | 0.015265 | 0.00031398 | 0.015268 | 0.0002539 | 0.014874 | 6.0087e-05 | 0.98694
937 | 44231.0332 | 0.80171 | 0.8706 | 1.1388 | 1.7828 | 8.714 | 3.8743 | 3.7305 | 1.9446 | 0.79092 | 0.060291 | 9.5695 | 2.0748 | 0.40121 | 0.39754 | 0.15313 | 0.32385 | 0.093547 | 0.11579 | 0.46248 | 0.16791 | 1.8789 | 2.2711 | 0.093722 | 2.1167 | 0.48855 | 0.015055 | 0.50144 | 0.47009 | 0.12208 | 0.067312 | 6.0908 | 7.0927 | 12.0078 | 0.49656 | 14.9406 | 2091.2861 | 0 | 0 | 0.83776 | 0.015535 | 0.64939 | 0.016491 | 0.39858 | 0.00091891 | 0 | 0 | 0 | 0 | 0.037623 | 0.0013096 | 0.056931 | 0.0002784 | 0 | 0 | 3.7073 | 0.2124 | 0.023413 | 0.015273 | 0.015268 | 0.00026193 | 0.015557 | 0.0010312 | 0.015265 | 0.0002784 | 0.01506 | 0.00022512 | 0.014874 | 5.3281e-05 | 0.83761
938 | 54082.1999 | 0.9924 | 0.92364 | 1.1501 | 1.3899 | 12.1431 | 3.3652 | 3.294 | 0.79482 | 0.4846 | 0.023563 | 8.075 | 2.4297 | 0.37149 | 0.35031 | 0.14153 | 0.37554 | 0.078214 | 0.13618 | 0.40419 | 0.18944 | 2.2784 | 2.0958 | 0.075815 | 1.6915 | 0.39163 | 0.012668 | 0.49329 | 0.4689 | 0.11311 | 0.068498 | 10.8335 | 9.1517 | 8.6669 | 0.52204 | 16.7534 | 2571.4629 | 0 | 0 | 0.93796 | 0.018657 | 0.65531 | 0.019491 | 0.43112 | 0.00091891 | 0 | 0 | 0 | 0 | 0.037662 | 0.0016047 | 0.060076 | 0.00034243 | 0 | 0 | 4.2987 | 0.26306 | 0.024856 | 0.018331 | 0.015268 | 0.00032548 | 0.015597 | 0.0012622 | 0.015265 | 0.00034243 | 0.015268 | 0.0002769 | 0.014874 | 6.5526e-05 | 0.97043
939 | 41635.076 | 0.87451 | 0.86683 | 1.4469 | 1.7909 | 12.6842 | 2.5507 | 2.8509 | 0.91388 | 0.21655 | 0.057421 | 9.0726 | 1.4106 | 0.41968 | 0.39339 | 0.16526 | 0.3467 | 0.070604 | 0.1241 | 0.48221 | 0.20419 | 2.2614 | 2.186 | 0.082829 | 1.5956 | 0.48959 | 0.010577 | 0.47658 | 0.53187 | 0.13667 | 0.063173 | 6.3882 | 8.12 | 14.2615 | 0.50931 | 14.3243 | 1965.8198 | 0 | 0 | 0.74024 | 0.014757 | 0.66496 | 0.016491 | 0.39077 | 0.00091891 | 0 | 0 | 0 | 0 | 0.037624 | 0.0012338 | 0.056114 | 0.00026179 | 0 | 0 | 3.5363 | 0.19829 | 0.022447 | 0.014511 | 0.01506 | 0.00024629 | 0.015558 | 0.00097198 | 0.015265 | 0.00026179 | 0.01506 | 0.00021169 | 0.014874 | 5.0101e-05 | 0.776
940 | 41192.4958 | 0.79525 | 0.97956 | 1.4557 | 1.7113 | 14.3264 | 1.6796 | 2.7386 | 1.3959 | 1.0214 | 0.035992 | 9.61 | 1.2507 | 0.26237 | 0.28607 | 0.13202 | 0.30469 | 0.06045 | 0.12703 | 0.45062 | 0.15733 | 2.3928 | 2.2571 | 0.079329 | 1.9878 | 0.44009 | 0.011729 | 0.44612 | 0.44901 | 0.13284 | 0.072589 | 10.9119 | 7.15 | 12.0817 | 0.47941 | 14.7664 | 2013.1943 | 0 | 0 | 0.78455 | 0.015042 | 0.64268 | 0.016491 | 0.45738 | 0.00091891 | 0 | 0 | 0 | 0 | 0.037624 | 0.0012492 | 0.056245 | 0.0002647 | 0 | 0 | 3.6018 | 0.20367 | 0.022581 | 0.01479 | 0.015268 | 0.00025202 | 0.015558 | 0.00098449 | 0.015265 | 0.0002647 | 0.01506 | 0.00021403 | 0.014874 | 5.0661e-05 | 0.64969
941 | 44834.6076 | 0.95096 | 0.88954 | 1.2114 | 1.5229 | 9.5028 | 0.95991 | 2.1686 | 0.73061 | 0.088996 | 0.054229 | 8.2318 | 0.52958 | 0.30492 | 0.40179 | 0.13855 | 0.30628 | 0.093273 | 0.13317 | 0.36896 | 0.1765 | 2.1339 | 2.0474 | 0.1017 | 1.8658 | 0.38661 | 0.012323 | 0.5148 | 0.52251 | 0.12542 | 0.057471 | 9.604 | 9.3357 | 9.7979 | 0.52868 | 15.475 | 2123.0018 | 0 | 0 | 0.83114 | 0.01579 | 0.62483 | 0.016491 | 0.53612 | 0.00091891 | 0 | 0 | 0 | 0 | 0.037623 | 0.0013296 | 0.057121 | 0.00028238 | 0 | 0 | 3.7487 | 0.21584 | 0.023532 | 0.015523 | 0.015268 | 0.00026706 | 0.015557 | 0.0010473 | 0.015265 | 0.00028238 | 0.01506 | 0.00022835 | 0.014874 | 5.4037e-05 | 0.88083
942 | 49010.4723 | 0.75853 | 0.86128 | 1.3258 | 1.5735 | 7.6797 | 2.6458 | 3.8086 | 1.4602 | 0.10851 | 0.037188 | 7.9832 | 2.2589 | 0.27675 | 0.3922 | 0.12483 | 0.36152 | 0.096874 | 0.14291 | 0.39546 | 0.1619 | 2.1658 | 2.6852 | 0.097282 | 1.8233 | 0.45408 | 0.011856 | 0.51956 | 0.49525 | 0.11492 | 0.071041 | 10.4604 | 7.0029 | 10.8897 | 0.58279 | 15.6965 | 2285.7703 | 0 | 0 | 0.81703 | 0.016894 | 0.65462 | 0.016491 | 0.44192 | 0.00091891 | 0 | 0 | 0 | 0 | 0.037664 | 0.0014405 | 0.058277 | 0.00030683 | 0 | 0 | 3.9627 | 0.23392 | 0.024045 | 0.016604 | 0.015268 | 0.00028943 | 0.015598 | 0.0011336 | 0.015265 | 0.00030683 | 0.01506 | 0.00024812 | 0.014874 | 5.8712e-05 | 0.90334
943 | 49779.683 | 0.79573 | 0.76437 | 1.3395 | 1.5956 | 9.3038 | 1.7299 | 0.64488 | 1.5325 | 0.78929 | 0.02353 | 7.9475 | 2.014 | 0.26932 | 0.39434 | 0.13793 | 0.38642 | 0.082386 | 0.1194 | 0.5402 | 0.17838 | 2.4264 | 2.3065 | 0.092968 | 1.6557 | 0.44995 | 0.015008 | 0.64848 | 0.47089 | 0.12246 | 0.056581 | 8.8343 | 8.1353 | 15.7436 | 0.54379 | 15.8369 | 2261.7556 | 0 | 0 | 0.76923 | 0.016685 | 0.72435 | 0.016491 | 0.45442 | 0.00091891 | 0 | 0 | 0 | 0 | 0.037664 | 0.001433 | 0.058235 | 0.00030566 | 0 | 0 | 3.9322 | 0.23132 | 0.023948 | 0.0164 | 0.015268 | 0.00028519 | 0.015598 | 0.0011273 | 0.015265 | 0.00030566 | 0.01506 | 0.00024718 | 0.014873 | 5.8479e-05 | 0.79893
944 | 35489.0764 | 0.94338 | 0.72142 | 1.1541 | 1.8099 | 7.0795 | 5.0692 | 0.53613 | 0.7472 | 0.19363 | 0.052069 | 7.6021 | 3.1617 | 0.27133 | 0.30452 | 0.16752 | 0.33258 | 0.088967 | 0.14084 | 0.38395 | 0.20962 | 2.3787 | 2.4472 | 0.099897 | 1.7406 | 0.3547 | 0.013792 | 0.53766 | 0.48295 | 0.10186 | 0.078782 | 11.8365 | 9.6002 | 10.8145 | 0.71285 | 12.7465 | 1639.1567 | 0 | 0 | 0.69138 | 0.012456 | 0.58676 | 0.016491 | 0.37748 | 0.00091891 | 0 | 0 | 0 | 0 | 0.037416 | 0.0010209 | 0.053602 | 0.00021682 | 0 | 0 | 3.0816 | 0.16217 | 0.021356 | 0.012255 | 0.01506 | 0.00020061 | 0.015559 | 0.00080404 | 0.015057 | 0.00021682 | 0.014888 | 0.00017533 | 0.014873 | 4.1487e-05 | 0.41109
945 | 51327.5553 | 0.92108 | 0.92568 | 0.9419 | 1.6129 | 11.085 | 4.4867 | 2.9525 | 1.658 | 0.84835 | 0.02082 | 7.3754 | 2.3019 | 0.1918 | 0.27174 | 0.16892 | 0.30224 | 0.081138 | 0.13758 | 0.4559 | 0.21658 | 2.4452 | 2.5418 | 0.10127 | 1.8558 | 0.46604 | 0.013661 | 0.63559 | 0.48871 | 0.10661 | 0.085523 | 6.3092 | 7.3667 | 9.2248 | 0.53493 | 16.8403 | 2451.342 | 0 | 0 | 0.99907 | 0.017852 | 0.65334 | 0.019491 | 0.5091 | 0.00091891 | 0 | 0 | 0 | 0 | 0.037663 | 0.001525 | 0.059309 | 0.00032512 | 0 | 0 | 4.1459 | 0.2497 | 0.024487 | 0.017543 | 0.015268 | 0.00030899 | 0.015597 | 0.0011999 | 0.015265 | 0.00032512 | 0.015268 | 0.00026291 | 0.014874 | 6.2214e-05 | 0.7164
946 | 42958.2972 | 0.80667 | 0.74147 | 0.98928 | 1.6029 | 8.8536 | 3.0064 | 3.272 | 1.845 | 0.74817 | 0.031751 | 7.3982 | 3.8652 | 0.37186 | 0.36519 | 0.13948 | 0.2987 | 0.084488 | 0.12277 | 0.46465 | 0.16999 | 2.1191 | 2.1025 | 0.10456 | 1.6325 | 0.40854 | 0.012611 | 0.52473 | 0.44515 | 0.1163 | 0.070289 | 9.2957 | 6.9153 | 11.2788 | 0.58887 | 14.2457 | 1960.1716 | 0 | 0 | 0.80412 | 0.014662 | 0.62703 | 0.016491 | 0.37408 | 0.00091891 | 0 | 0 | 0 | 0 | 0.037623 | 0.0012374 | 0.056182 | 0.00026286 | 0 | 0 | 3.5297 | 0.19776 | 0.022402 | 0.014417 | 0.01506 | 0.00024436 | 0.015558 | 0.00097452 | 0.015265 | 0.00026286 | 0.01506 | 0.00021257 | 0.014873 | 5.0292e-05 | 0.61608
947 | 50606.3547 | 0.96699 | 0.96625 | 1.4714 | 1.35 | 11.0272 | 2.578 | 2.1108 | 0.88136 | 0.28848 | 0.047509 | 6.2479 | 3.6123 | 0.3089 | 0.35065 | 0.12373 | 0.29479 | 0.075956 | 0.12833 | 0.3836 | 0.17303 | 2.6674 | 2.3126 | 0.10657 | 2.2229 | 0.41286 | 0.010861 | 0.52267 | 0.57656 | 0.1496 | 0.075262 | 13.007 | 8.2305 | 9.1386 | 0.45808 | 16.1309 | 2447.3399 | 0 | 0 | 0.84456 | 0.017825 | 0.65191 | 0.019491 | 0.42986 | 0.00091891 | 0 | 0 | 0 | 0 | 0.037663 | 0.0015183 | 0.059221 | 0.00032326 | 0 | 0 | 4.1409 | 0.24926 | 0.024475 | 0.017517 | 0.015268 | 0.00030842 | 0.015598 | 0.001195 | 0.015265 | 0.00032326 | 0.015268 | 0.0002614 | 0.014874 | 6.1862e-05 | 0.96147
948 | 45927.8069 | 0.84848 | 0.91228 | 1.508 | 1.2725 | 7.4759 | 2.7594 | 1.0025 | 1.4023 | 0.72609 | 0.078254 | 8.521 | 0.88928 | 0.31124 | 0.28631 | 0.17103 | 0.36974 | 0.065796 | 0.12205 | 0.40255 | 0.19811 | 2.2068 | 1.9746 | 0.074954 | 1.4439 | 0.50542 | 0.013714 | 0.59929 | 0.52834 | 0.12317 | 0.064731 | 12.1752 | 8.5221 | 10.2985 | 0.48508 | 15.339 | 2183.0346 | 0 | 0 | 0.77908 | 0.0162 | 0.63691 | 0.016491 | 0.47396 | 0.00091891 | 0 | 0 | 0 | 0 | 0.037622 | 0.0013687 | 0.057517 | 0.00029073 | 0 | 0 | 3.8281 | 0.22251 | 0.023723 | 0.015925 | 0.015268 | 0.00027533 | 0.015557 | 0.001078 | 0.015265 | 0.00029073 | 0.01506 | 0.0002351 | 0.014874 | 5.5638e-05 | 0.66337
949 | 47948.4012 | 0.91754 | 0.93647 | 1.438 | 1.1466 | 13.8877 | 2.8113 | 3.5219 | 1.0487 | 0.29096 | 0.042061 | 8.5152 | 2.1528 | 0.2973 | 0.3612 | 0.11706 | 0.38044 | 0.078804 | 0.12046 | 0.41832 | 0.19356 | 1.9695 | 2.0202 | 0.080754 | 1.893 | 0.45424 | 0.013807 | 0.52652 | 0.39344 | 0.11698 | 0.068827 | 6.7713 | 7.8061 | 12.0679 | 0.47458 | 15.7422 | 2286.8205 | 0 | 0 | 0.81959 | 0.016902 | 0.67177 | 0.016491 | 0.43375 | 0.00091891 | 0 | 0 | 0 | 0 | 0.037664 | 0.0014316 | 0.058145 | 0.00030417 | 0 | 0 | 3.9643 | 0.23405 | 0.024049 | 0.016612 | 0.015268 | 0.00028955 | 0.015598 | 0.0011274 | 0.015265 | 0.00030417 | 0.01506 | 0.00024597 | 0.014874 | 5.8204e-05 | 0.90237
950 | 48095.3474 | 0.79341 | 0.77486 | 1.3563 | 1.6233 | 12.8207 | 2.2136 | 2.411 | 1.645 | 0.71824 | 0.038103 | 8.1704 | 1.4759 | 0.36305 | 0.3017 | 0.11379 | 0.31806 | 0.081744 | 0.14145 | 0.53651 | 0.18833 | 2.5485 | 2.0139 | 0.096719 | 1.4646 | 0.39727 | 0.013172 | 0.55729 | 0.41114 | 0.1256 | 0.055081 | 13.5289 | 9.5365 | 11.1759 | 0.61377 | 15.1776 | 2191.9052 | 0 | 0 | 0.76018 | 0.016257 | 0.64992 | 0.016491 | 0.42516 | 0.00091891 | 0 | 0 | 0 | 0 | 0.037622 | 0.0013874 | 0.057761 | 0.00029552 | 0 | 0 | 3.8395 | 0.22347 | 0.023749 | 0.01598 | 0.015268 | 0.0002765 | 0.015557 | 0.0010919 | 0.015265 | 0.00029552 | 0.01506 | 0.00023898 | 0.014873 | 5.6537e-05 | 0.60007
951 | 44333.8038 | 0.77218 | 0.7527 | 1.0084 | 1.6168 | 10.5555 | 3.9357 | 1.5395 | 1.5948 | 0.9611 | 0.052862 | 6.3662 | 1.6447 | 0.30107 | 0.32043 | 0.13263 | 0.32469 | 0.074414 | 0.14228 | 0.42705 | 0.20377 | 2.2994 | 2.5736 | 0.07367 | 1.7411 | 0.39569 | 0.014061 | 0.55453 | 0.49265 | 0.13963 | 0.076284 | 8.6181 | 7.5391 | 13.8233 | 0.63338 | 14.8143 | 2021.5865 | 0 | 0 | 0.81484 | 0.015094 | 0.66532 | 0.016491 | 0.422 | 0.00091891 | 0 | 0 | 0 | 0 | 0.037623 | 0.0012973 | 0.056873 | 0.00027692 | 0 | 0 | 3.612 | 0.2045 | 0.022605 | 0.014841 | 0.015268 | 0.00025304 | 0.015558 | 0.0010204 | 0.015265 | 0.00027692 | 0.01506 | 0.0002239 | 0.014874 | 5.3025e-05 | 0.56905
952 | 48127.0268 | 0.93977 | 0.8315 | 1.4139 | 1.7816 | 11.7224 | 1.3511 | 1.9544 | 1.3404 | 0.87186 | 0.078412 | 6.7567 | 2.8411 | 0.22654 | 0.34014 | 0.12399 | 0.33553 | 0.07561 | 0.13234 | 0.46753 | 0.23824 | 2.6781 | 2.2492 | 0.08148 | 1.5888 | 0.37361 | 0.012785 | 0.5034 | 0.4491 | 0.1257 | 0.066284 | 11.8973 | 8.8093 | 12.69 | 0.5528 | 15.5705 | 2229.0798 | 0 | 0 | 0.77578 | 0.016507 | 0.67447 | 0.016491 | 0.46002 | 0.00091891 | 0 | 0 | 0 | 0 | 0.037622 | 0.0014067 | 0.057952 | 0.00029975 | 0 | 0 | 3.8886 | 0.22761 | 0.023866 | 0.016226 | 0.015268 | 0.0002816 | 0.015557 | 0.001107 | 0.015265 | 0.00029975 | 0.01506 | 0.00024239 | 0.014874 | 5.7356e-05 | 0.73706
953 | 45476.6188 | 0.90247 | 0.78539 | 1.0969 | 1.8623 | 12.1574 | 2.7317 | 3.0075 | 1.4242 | 0.44421 | 0.072429 | 8.9341 | 3.2161 | 0.21815 | 0.38155 | 0.11824 | 0.32801 | 0.089877 | 0.12359 | 0.3703 | 0.15879 | 2.2322 | 2.6618 | 0.091061 | 1.6069 | 0.43379 | 0.013253 | 0.5758 | 0.41388 | 0.12851 | 0.068899 | 11.9069 | 6.267 | 8.3497 | 0.55058 | 14.9009 | 2099.94 | 0 | 0 | 0.81447 | 0.015552 | 0.59792 | 0.016491 | 0.44665 | 0.00091891 | 0 | 0 | 0 | 0 | 0.037623 | 0.0013173 | 0.057034 | 0.00028031 | 0 | 0 | 3.7198 | 0.21344 | 0.023421 | 0.015289 | 0.015268 | 0.00026226 | 0.015557 | 0.001037 | 0.015265 | 0.00028031 | 0.01506 | 0.00022668 | 0.014874 | 5.363e-05 | 0.72932
954 | 47776.0155 | 0.88993 | 0.81802 | 0.98213 | 1.1318 | 11.6216 | 3.2886 | 3.8169 | 0.80411 | 0.73019 | 0.067174 | 9.4138 | 0.85396 | 0.13313 | 0.32741 | 0.14027 | 0.30288 | 0.088855 | 0.10844 | 0.52252 | 0.21986 | 2.3623 | 2.3875 | 0.093136 | 1.6835 | 0.43912 | 0.014673 | 0.46169 | 0.46449 | 0.12083 | 0.073104 | 11.052 | 8.0126 | 11.5599 | 0.49369 | 16.1941 | 2200.2362 | 0 | 0 | 0.88886 | 0.016349 | 0.65616 | 0.016491 | 0.589 | 0.00091891 | 0 | 0 | 0 | 0 | 0.037622 | 0.0013937 | 0.057798 | 0.00029643 | 0 | 0 | 3.8496 | 0.22432 | 0.023792 | 0.01607 | 0.015268 | 0.00027832 | 0.015557 | 0.0010973 | 0.015265 | 0.00029643 | 0.01506 | 0.00023971 | 0.014874 | 5.6719e-05 | 0.69041
955 | 41789.3045 | 0.89445 | 0.96853 | 1.2691 | 1.7219 | 13.8632 | 3.8949 | 3.41 | 0.71441 | 1.0432 | 0.053763 | 7.8757 | 2.647 | 0.2864 | 0.27684 | 0.15721 | 0.31947 | 0.085224 | 0.14627 | 0.4688 | 0.2155 | 2.0217 | 2.2937 | 0.10887 | 1.609 | 0.4702 | 0.013681 | 0.51087 | 0.45898 | 0.13952 | 0.071797 | 8.4065 | 6.6419 | 13.1399 | 0.53171 | 14.83 | 2034.0157 | 0 | 0 | 0.82955 | 0.015185 | 0.65807 | 0.016491 | 0.41377 | 0.00091891 | 0 | 0 | 0 | 0 | 0.037623 | 0.0012619 | 0.056381 | 0.0002674 | 0 | 0 | 3.6299 | 0.20598 | 0.023249 | 0.01493 | 0.015268 | 0.00025489 | 0.015558 | 0.00099448 | 0.015265 | 0.0002674 | 0.01506 | 0.00021623 | 0.014874 | 5.1174e-05 | 0.62868
956 | 43652.5614 | 0.8239 | 0.95529 | 0.99158 | 1.1999 | 14.1811 | 1.8752 | 1.9068 | 0.89241 | 0.3195 | 0.054904 | 7.8057 | 2.4702 | 0.21904 | 0.37133 | 0.13921 | 0.32519 | 0.067167 | 0.12711 | 0.50303 | 0.21799 | 2.1537 | 2.3609 | 0.087418 | 2.0293 | 0.39541 | 0.010724 | 0.59202 | 0.55506 | 0.11897 | 0.078294 | 9.6601 | 9.1547 | 9.6894 | 0.48793 | 15.4111 | 2125.2256 | 0 | 0 | 0.9283 | 0.015693 | 0.62206 | 0.016491 | 0.4603 | 0.00091891 | 0 | 0 | 0 | 0 | 0.037623 | 0.0013151 | 0.05694 | 0.0002788 | 0 | 0 | 3.7548 | 0.21635 | 0.023487 | 0.015428 | 0.015268 | 0.00026506 | 0.015557 | 0.0010363 | 0.015265 | 0.0002788 | 0.01506 | 0.00022544 | 0.014874 | 5.3357e-05 | 0.86596
957 | 38501.8018 | 0.84431 | 0.87187 | 1.0567 | 1.1639 | 12.7077 | 4.259 | 2.6499 | 1.2363 | 0.45824 | 0.02546 | 7.8036 | 2.3426 | 0.16723 | 0.32969 | 0.13417 | 0.3644 | 0.084616 | 0.11827 | 0.5116 | 0.22879 | 2.4836 | 2.22 | 0.10217 | 1.769 | 0.35378 | 0.013073 | 0.61545 | 0.39945 | 0.12769 | 0.075555 | 11.2808 | 6.7463 | 10.8508 | 0.49708 | 14.2832 | 1865.1998 | 0 | 0 | 0.81533 | 0.013846 | 0.6102 | 0.016491 | 0.46872 | 0.00091891 | 0 | 0 | 0 | 0 | 0.037416 | 0.0011448 | 0.055113 | 0.00024217 | 0 | 0 | 3.4046 | 0.18763 | 0.022017 | 0.013618 | 0.01506 | 0.00022805 | 0.015559 | 0.0009026 | 0.015057 | 0.00024217 | 0.01506 | 0.00019582 | 0.014874 | 4.6344e-05 | 0.60564
958 | 54002.6588 | 0.78963 | 0.97686 | 1.452 | 1.2711 | 13.1534 | 1.7566 | 0.70503 | 1.7008 | 0.5854 | 0.023285 | 9.4623 | 0.83688 | 0.24824 | 0.37907 | 0.16652 | 0.35325 | 0.078981 | 0.15452 | 0.51189 | 0.18389 | 2.0912 | 2.1706 | 0.088258 | 1.7719 | 0.45109 | 0.012359 | 0.47249 | 0.5791 | 0.11597 | 0.070809 | 10.7888 | 9.9631 | 13.2773 | 0.55437 | 17.6141 | 2604.2397 | 0 | 0 | 0.87778 | 0.018879 | 0.73754 | 0.019491 | 0.57584 | 0.00091891 | 0 | 0 | 0 | 0 | 0.037662 | 0.0016203 | 0.060205 | 0.00034556 | 0 | 0 | 4.3401 | 0.26672 | 0.024957 | 0.018549 | 0.015268 | 0.00033003 | 0.015597 | 0.0012747 | 0.015265 | 0.00034556 | 0.015268 | 0.00027943 | 0.014874 | 6.6128e-05 | 1.1244
959 | 50112.4807 | 0.88386 | 0.81139 | 1.2232 | 1.8384 | 12.6122 | 2.8385 | 0.63659 | 0.9216 | 0.77978 | 0.029707 | 7.3884 | 1.8085 | 0.32233 | 0.38393 | 0.12958 | 0.34625 | 0.078595 | 0.14918 | 0.43997 | 0.21999 | 2.1757 | 2.616 | 0.069164 | 1.978 | 0.42037 | 0.011817 | 0.5963 | 0.4323 | 0.13057 | 0.072951 | 10.9992 | 8.9943 | 13.2555 | 0.61492 | 15.9409 | 2324.9243 | 0 | 0 | 0.82522 | 0.016997 | 0.70485 | 0.019491 | 0.43582 | 0.00091891 | 0 | 0 | 0 | 0 | 0.037663 | 0.0014555 | 0.058661 | 0.00031051 | 0 | 0 | 3.9826 | 0.23562 | 0.024093 | 0.016705 | 0.015268 | 0.00029154 | 0.015598 | 0.001145 | 0.015265 | 0.00031051 | 0.015268 | 0.0002511 | 0.014874 | 5.9412e-05 | 0.84088
960 | 48690.8661 | 0.83643 | 0.91275 | 1.1582 | 1.4003 | 13.0542 | 2.1959 | 0.92699 | 1.8918 | 0.35109 | 0.032765 | 8.2671 | 3.5748 | 0.39728 | 0.32607 | 0.15097 | 0.33677 | 0.061632 | 0.15624 | 0.43128 | 0.20817 | 2.2866 | 2.1101 | 0.10338 | 1.9421 | 0.48803 | 0.011103 | 0.59094 | 0.48003 | 0.11952 | 0.059201 | 12.059 | 6.4364 | 10.2481 | 0.58662 | 15.7674 | 2325.7598 | 0 | 0 | 0.88862 | 0.017021 | 0.65709 | 0.019491 | 0.40124 | 0.00091891 | 0 | 0 | 0 | 0 | 0.037664 | 0.0014478 | 0.058539 | 0.00030814 | 0 | 0 | 3.9835 | 0.23569 | 0.024104 | 0.016729 | 0.015268 | 0.00029201 | 0.015598 | 0.0011397 | 0.015265 | 0.00030814 | 0.015268 | 0.00024917 | 0.014874 | 5.8967e-05 | 0.80143
961 | 48584.7707 | 0.83697 | 0.97759 | 1.5256 | 1.5205 | 12.2584 | 3.4169 | 3.3481 | 1.9039 | 0.46977 | 0.047155 | 6.1557 | 2.3085 | 0.29709 | 0.38715 | 0.14323 | 0.34414 | 0.083215 | 0.11539 | 0.45975 | 0.21337 | 1.8597 | 2.3732 | 0.088284 | 1.8144 | 0.47935 | 0.010441 | 0.5611 | 0.53565 | 0.1251 | 0.079021 | 9.2655 | 6.7835 | 8.2011 | 0.43599 | 15.7372 | 2358.3696 | 0 | 0 | 0.82351 | 0.017269 | 0.63064 | 0.019491 | 0.43463 | 0.00091891 | 0 | 0 | 0 | 0 | 0.037663 | 0.0014621 | 0.058663 | 0.00031102 | 0 | 0 | 4.0253 | 0.23928 | 0.024218 | 0.016972 | 0.015268 | 0.00029707 | 0.015598 | 0.0011511 | 0.015265 | 0.00031102 | 0.015268 | 0.0002515 | 0.014874 | 5.9521e-05 | 1.0341
962 | 46098.6373 | 0.78341 | 0.92927 | 1.0793 | 1.327 | 11.7685 | 2.1529 | 2.1093 | 1.3286 | 0.54732 | 0.05026 | 8.2946 | 1.3052 | 0.14689 | 0.33036 | 0.1491 | 0.33216 | 0.069771 | 0.15465 | 0.43508 | 0.16018 | 2.3283 | 1.9571 | 0.078314 | 1.7787 | 0.37561 | 0.013508 | 0.69321 | 0.40454 | 0.12502 | 0.078523 | 7.4262 | 8.9433 | 11.3432 | 0.56743 | 16.0378 | 2198.8743 | 0 | 0 | 0.90301 | 0.016323 | 0.65303 | 0.016491 | 0.54514 | 0.00091891 | 0 | 0 | 0 | 0 | 0.037622 | 0.001378 | 0.05761 | 0.00029273 | 0 | 0 | 3.8487 | 0.22424 | 0.02378 | 0.016045 | 0.015268 | 0.00027781 | 0.015557 | 0.0010853 | 0.015265 | 0.00029273 | 0.01506 | 0.00023671 | 0.014874 | 5.602e-05 | 0.78607
963 | 40992.6059 | 0.88009 | 0.96994 | 1.0706 | 1.2037 | 8.134 | 1.7665 | 2.8073 | 0.50858 | 0.10323 | 0.041408 | 8.7482 | 0.63364 | 0.26273 | 0.34928 | 0.12208 | 0.35891 | 0.069846 | 0.15745 | 0.43367 | 0.19491 | 2.2499 | 2.19 | 0.10968 | 1.6663 | 0.47585 | 0.012274 | 0.50872 | 0.54159 | 0.12714 | 0.057152 | 6.2854 | 7.3394 | 10.4763 | 0.5718 | 15.1557 | 1999.3128 | 0 | 0 | 0.88242 | 0.014948 | 0.62145 | 0.016491 | 0.52794 | 0.00091891 | 0 | 0 | 0 | 0 | 0.037624 | 0.0012424 | 0.056157 | 0.0002629 | 0 | 0 | 3.583 | 0.20212 | 0.022536 | 0.014698 | 0.015268 | 0.00025007 | 0.015558 | 0.00097945 | 0.015265 | 0.0002629 | 0.01506 | 0.00021258 | 0.014874 | 5.0318e-05 | 0.77967
964 | 47962.4416 | 0.8279 | 0.97382 | 1.1382 | 1.2828 | 13.1099 | 1.9115 | 1.3193 | 1.5982 | 0.63476 | 0.073748 | 8.5987 | 2.8427 | 0.24409 | 0.28946 | 0.15902 | 0.38589 | 0.081025 | 0.14989 | 0.38008 | 0.22587 | 1.9009 | 2.0921 | 0.086013 | 1.843 | 0.43743 | 0.014127 | 0.51804 | 0.50228 | 0.13601 | 0.084615 | 12.7205 | 6.7123 | 11.5732 | 0.5318 | 16.2083 | 2339.3969 | 0 | 0 | 0.92196 | 0.017067 | 0.67695 | 0.019491 | 0.45998 | 0.00091891 | 0 | 0 | 0 | 0 | 0.037664 | 0.001446 | 0.058499 | 0.00030744 | 0 | 0 | 4.0026 | 0.23733 | 0.024125 | 0.016774 | 0.015268 | 0.00029294 | 0.015598 | 0.0011386 | 0.015265 | 0.00030744 | 0.015268 | 0.0002486 | 0.014874 | 5.8839e-05 | 0.75977
965 | 48076.3145 | 0.79919 | 0.81971 | 1.0455 | 1.43 | 15.8768 | 1.0774 | 0.80718 | 1.5912 | 0.20047 | 0.025299 | 7.3122 | 3.7 | 0.39881 | 0.29369 | 0.15289 | 0.32125 | 0.07601 | 0.1306 | 0.46104 | 0.17564 | 2.16 | 2.2964 | 0.092611 | 1.8965 | 0.434 | 0.012648 | 0.50136 | 0.45676 | 0.13017 | 0.069437 | 10.8525 | 8.5188 | 8.415 | 0.55128 | 15.2393 | 2219.1532 | 0 | 0 | 0.86951 | 0.016442 | 0.61423 | 0.016491 | 0.38847 | 0.00091891 | 0 | 0 | 0 | 0 | 0.037622 | 0.0014017 | 0.05789 | 0.00029839 | 0 | 0 | 3.8755 | 0.2265 | 0.023836 | 0.016162 | 0.015268 | 0.00028023 | 0.015557 | 0.0011033 | 0.015265 | 0.00029839 | 0.01506 | 0.0002413 | 0.014874 | 5.7094e-05 | 0.62477
966 | 47686.837 | 0.87715 | 0.73569 | 1.3644 | 1.8186 | 12.8404 | 2.9923 | 3.8181 | 1.4091 | 0.83171 | 0.039008 | 7.5822 | 1.7159 | 0.18718 | 0.33874 | 0.14235 | 0.28389 | 0.068064 | 0.10752 | 0.4716 | 0.24181 | 2.0901 | 2.2653 | 0.10634 | 1.915 | 0.39504 | 0.01198 | 0.60391 | 0.46628 | 0.12742 | 0.068479 | 9.9101 | 8.1223 | 11.7227 | 0.51085 | 15.2649 | 2154.5046 | 0 | 0 | 0.73618 | 0.015966 | 0.65255 | 0.016491 | 0.48789 | 0.00091891 | 0 | 0 | 0 | 0 | 0.037622 | 0.0013657 | 0.057561 | 0.0002912 | 0 | 0 | 3.7909 | 0.21938 | 0.023614 | 0.015695 | 0.015268 | 0.00027062 | 0.015557 | 0.0010745 | 0.015265 | 0.0002912 | 0.01506 | 0.00023548 | 0.014873 | 5.5711e-05 | 0.6285
967 | 56186.6087 | 0.85656 | 0.9456 | 1.5292 | 1.4304 | 7.5704 | 2.629 | 2.1372 | 1.7117 | 0.60504 | 0.054601 | 7.1256 | 1.5134 | 0.21486 | 0.27707 | 0.1512 | 0.33335 | 0.089297 | 0.1386 | 0.47832 | 0.18581 | 2.1641 | 2.5155 | 0.092877 | 1.6886 | 0.42343 | 0.010777 | 0.57265 | 0.46866 | 0.12147 | 0.064038 | 10.025 | 8.4175 | 9.6632 | 0.50879 | 17.1939 | 2647.8139 | 0 | 0 | 0.85887 | 0.019379 | 0.68086 | 0.019491 | 0.5095 | 0.00091891 | 0 | 0 | 0 | 0 | 0.037662 | 0.0016723 | 0.060713 | 0.00035723 | 0 | 0 | 4.3895 | 0.27109 | 0.02582 | 0.019038 | 0.015268 | 0.00034036 | 0.015596 | 0.0013151 | 0.015265 | 0.00035723 | 0.015268 | 0.00028887 | 0.014874 | 6.836e-05 | 0.82103
968 | 37554.4905 | 0.91439 | 0.94084 | 1.1167 | 1.3581 | 13.0112 | 2.0366 | 3.6966 | 1.4636 | 1.1705 | 0.070067 | 7.2209 | 0.76917 | 0.12112 | 0.37932 | 0.14953 | 0.33926 | 0.08341 | 0.12633 | 0.4523 | 0.19286 | 2.2254 | 2.1997 | 0.084791 | 1.911 | 0.44725 | 0.01202 | 0.57551 | 0.57765 | 0.10222 | 0.080645 | 8.0247 | 8.7802 | 14.2784 | 0.51861 | 14.924 | 1861.0799 | 0 | 0 | 0.8222 | 0.013799 | 0.64846 | 0.016491 | 0.58956 | 0.00091891 | 0 | 0 | 0 | 0 | 0.037416 | 0.0011324 | 0.054961 | 0.00023941 | 0 | 0 | 3.3997 | 0.18723 | 0.021995 | 0.013572 | 0.01506 | 0.00022714 | 0.015559 | 0.00089295 | 0.015057 | 0.00023941 | 0.01506 | 0.00019359 | 0.014874 | 4.5819e-05 | 0.74672
969 | 42504.0739 | 0.87079 | 0.89211 | 1.0355 | 1.2116 | 11.2541 | 3.3969 | 3.8868 | 0.63608 | 0.72399 | 0.02221 | 7.6807 | 0.62194 | 0.14445 | 0.40118 | 0.13759 | 0.39611 | 0.079389 | 0.12953 | 0.46237 | 0.18685 | 2.1762 | 2.3091 | 0.093593 | 1.963 | 0.5065 | 0.014713 | 0.55024 | 0.51564 | 0.096858 | 0.072385 | 11.4132 | 7.0398 | 11.634 | 0.55266 | 15.6337 | 2031.3197 | 0 | 0 | 0.8675 | 0.015108 | 0.63807 | 0.016491 | 0.61304 | 0.00091891 | 0 | 0 | 0 | 0 | 0.037623 | 0.0012666 | 0.056445 | 0.00026852 | 0 | 0 | 3.6275 | 0.20578 | 0.022611 | 0.014854 | 0.015268 | 0.00025328 | 0.015558 | 0.00099811 | 0.015265 | 0.00026852 | 0.01506 | 0.00021713 | 0.014874 | 5.139e-05 | 0.83699
970 | 53501.6676 | 0.89147 | 0.97432 | 1.5356 | 1.2694 | 10.8651 | 2.5738 | 3.8933 | 1.9777 | 0.26213 | 0.052529 | 9.4196 | 2.8189 | 0.17311 | 0.33546 | 0.12494 | 0.31724 | 0.062048 | 0.1185 | 0.46867 | 0.2055 | 2.2926 | 2.6823 | 0.10731 | 1.9147 | 0.38916 | 0.011297 | 0.56944 | 0.40351 | 0.13004 | 0.077698 | 5.9183 | 9.1372 | 12.9268 | 0.43751 | 17.2526 | 2573.4403 | 0 | 0 | 0.8533 | 0.018721 | 0.72897 | 0.019491 | 0.53284 | 0.00091891 | 0 | 0 | 0 | 0 | 0.037662 | 0.0016062 | 0.060074 | 0.00034253 | 0 | 0 | 4.3 | 0.26318 | 0.024885 | 0.018394 | 0.015268 | 0.00032679 | 0.015597 | 0.0012637 | 0.015265 | 0.00034253 | 0.015268 | 0.00027698 | 0.014874 | 6.5552e-05 | 0.98269
971 | 48811.1799 | 0.97211 | 0.75866 | 1.4334 | 1.355 | 14.4104 | 2.4766 | 3.4605 | 0.76412 | 0.8476 | 0.043019 | 6.1488 | 2.3173 | 0.33338 | 0.34429 | 0.14168 | 0.38923 | 0.067939 | 0.13185 | 0.38417 | 0.21571 | 2.1913 | 2.4446 | 0.098608 | 2.1587 | 0.47595 | 0.011657 | 0.56578 | 0.48043 | 0.11075 | 0.067169 | 6.591 | 7.7877 | 14.5842 | 0.6094 | 15.3487 | 2208.4659 | 0 | 0 | 0.74024 | 0.01639 | 0.70258 | 0.016491 | 0.41464 | 0.00091891 | 0 | 0 | 0 | 0 | 0.037622 | 0.0014042 | 0.057932 | 0.00029913 | 0 | 0 | 3.8606 | 0.22525 | 0.023812 | 0.016111 | 0.015268 | 0.00027918 | 0.015557 | 0.0011051 | 0.015265 | 0.00029913 | 0.01506 | 0.0002419 | 0.014873 | 5.7229e-05 | 0.67781
972 | 44657.2099 | 0.8264 | 0.83898 | 1.4619 | 1.4601 | 11.5173 | 1.3432 | 1.9439 | 0.85497 | 0.4791 | 0.053449 | 8.1479 | 1.6058 | 0.24195 | 0.36066 | 0.15007 | 0.36511 | 0.087254 | 0.10421 | 0.45615 | 0.23174 | 2.5774 | 2.1784 | 0.10566 | 2.0318 | 0.43296 | 0.014012 | 0.6459 | 0.49786 | 0.10908 | 0.05683 | 8.2884 | 8.9997 | 12.7723 | 0.47186 | 14.9498 | 2084.9995 | 0 | 0 | 0.74632 | 0.01553 | 0.65968 | 0.016491 | 0.45179 | 0.00091891 | 0 | 0 | 0 | 0 | 0.037623 | 0.0013107 | 0.056936 | 0.00027842 | 0 | 0 | 3.6979 | 0.21161 | 0.023411 | 0.015269 | 0.015268 | 0.00026181 | 0.015557 | 0.0010323 | 0.015265 | 0.00027842 | 0.01506 | 0.00022515 | 0.014874 | 5.3275e-05 | 0.73306
973 | 51832.1409 | 0.91998 | 0.85813 | 1.0166 | 1.1414 | 12.9565 | 4.0802 | 3.5275 | 0.7123 | 1.0338 | 0.062163 | 6.2259 | 3.1086 | 0.22058 | 0.31682 | 0.1573 | 0.3699 | 0.089117 | 0.14426 | 0.37833 | 0.18896 | 2.2127 | 2.6931 | 0.084345 | 2.084 | 0.37765 | 0.013644 | 0.51225 | 0.43809 | 0.13081 | 0.067866 | 13.601 | 9.2014 | 11.4761 | 0.57239 | 16.5253 | 2413.1212 | 0 | 0 | 0.93107 | 0.017694 | 0.68571 | 0.019491 | 0.4703 | 0.00091891 | 0 | 0 | 0 | 0 | 0.037663 | 0.0015202 | 0.059268 | 0.00032401 | 0 | 0 | 4.094 | 0.2452 | 0.024414 | 0.017388 | 0.015268 | 0.00030571 | 0.015598 | 0.0011962 | 0.015265 | 0.00032401 | 0.015268 | 0.00026201 | 0.014874 | 6.1997e-05 | 0.76822
974 | 48212.9391 | 0.99339 | 0.75691 | 1.2153 | 1.2314 | 13.4171 | 4.6746 | 1.9173 | 1.5508 | 0.37539 | 0.061281 | 6.8749 | 1.2671 | 0.26906 | 0.32988 | 0.13228 | 0.32448 | 0.074688 | 0.15712 | 0.46119 | 0.19122 | 2.1185 | 1.8343 | 0.085184 | 1.9524 | 0.46236 | 0.012902 | 0.62518 | 0.41081 | 0.12935 | 0.07921 | 13.2384 | 8.6252 | 9.5296 | 0.68192 | 15.248 | 2185.7657 | 0 | 0 | 0.78529 | 0.016214 | 0.62667 | 0.016491 | 0.45563 | 0.00091891 | 0 | 0 | 0 | 0 | 0.037622 | 0.0013868 | 0.057748 | 0.0002952 | 0 | 0 | 3.8314 | 0.22278 | 0.02373 | 0.015939 | 0.015268 | 0.0002756 | 0.015557 | 0.0010916 | 0.015265 | 0.0002952 | 0.01506 | 0.00023873 | 0.014873 | 5.6476e-05 | 0.6397
975 | 48115.2405 | 0.75818 | 0.76286 | 0.93759 | 1.6505 | 11.4335 | 3.1865 | 3.5499 | 1.0407 | 0.60234 | 0.079184 | 7.5358 | 3.9668 | 0.28491 | 0.34444 | 0.14128 | 0.29393 | 0.086071 | 0.12289 | 0.55777 | 0.21459 | 2.5597 | 2.3247 | 0.089044 | 1.9231 | 0.46635 | 0.012806 | 0.58049 | 0.45242 | 0.13534 | 0.070927 | 9.7276 | 9.863 | 8.2731 | 0.55212 | 15.2081 | 2185.0877 | 0 | 0 | 0.87525 | 0.01621 | 0.60566 | 0.016491 | 0.4127 | 0.00091891 | 0 | 0 | 0 | 0 | 0.037622 | 0.001384 | 0.05773 | 0.00029484 | 0 | 0 | 3.8305 | 0.22271 | 0.023728 | 0.015935 | 0.015268 | 0.00027556 | 0.015557 | 0.0010892 | 0.015265 | 0.00029484 | 0.01506 | 0.00023843 | 0.014873 | 5.6405e-05 | 0.67272
976 | 54151.5263 | 0.82874 | 0.96401 | 1.2704 | 1.2069 | 14.0085 | 4.3636 | 2.4672 | 1.344 | 0.11824 | 0.033651 | 7.4782 | 1.9172 | 0.19606 | 0.31623 | 0.13838 | 0.34959 | 0.096042 | 0.11501 | 0.39233 | 0.199 | 1.7121 | 2.5479 | 0.090176 | 1.8898 | 0.38672 | 0.011264 | 0.58906 | 0.43331 | 0.1241 | 0.068096 | 11.7513 | 6.1227 | 13.0562 | 0.43175 | 17.4081 | 2588.9713 | 0 | 0 | 0.922 | 0.018865 | 0.73272 | 0.019491 | 0.51515 | 0.00091891 | 0 | 0 | 0 | 0 | 0.037662 | 0.0016199 | 0.060201 | 0.0003454 | 0 | 0 | 4.3186 | 0.26482 | 0.024951 | 0.018535 | 0.015268 | 0.00032974 | 0.015597 | 0.0012745 | 0.015265 | 0.0003454 | 0.015268 | 0.00027931 | 0.014874 | 6.6097e-05 | 0.92507
977 | 52232.9239 | 0.80541 | 0.719 | 1.2393 | 1.8641 | 11.4728 | 4.4532 | 2.2038 | 0.53881 | 0.45462 | 0.055381 | 6.8281 | 2.5094 | 0.14302 | 0.33646 | 0.12466 | 0.33325 | 0.08775 | 0.10953 | 0.4156 | 0.19191 | 2.3501 | 2.7199 | 0.083579 | 1.9766 | 0.35421 | 0.013342 | 0.56275 | 0.38373 | 0.12577 | 0.073219 | 12.3474 | 9.0193 | 14.1047 | 0.53243 | 16.4032 | 2350.6831 | 0 | 0 | 0.78412 | 0.017169 | 0.72013 | 0.019491 | 0.54112 | 0.00091891 | 0 | 0 | 0 | 0 | 0.037663 | 0.0014845 | 0.058983 | 0.0003173 | 0 | 0 | 4.0157 | 0.23845 | 0.024172 | 0.016874 | 0.015268 | 0.00029504 | 0.015598 | 0.0011672 | 0.015265 | 0.0003173 | 0.015268 | 0.00025661 | 0.014873 | 6.07e-05 | 0.66559
978 | 40900.9724 | 0.8698 | 0.82881 | 1.1969 | 1.6929 | 10.6618 | 4.1864 | 0.50503 | 0.60823 | 0.9259 | 0.076635 | 6.805 | 1.3364 | 0.15144 | 0.40359 | 0.11595 | 0.33465 | 0.091024 | 0.13701 | 0.43686 | 0.23107 | 2.187 | 2.0936 | 0.075187 | 2.1062 | 0.43795 | 0.011534 | 0.68394 | 0.43616 | 0.1159 | 0.074677 | 11.5248 | 6.9325 | 13.3066 | 0.58467 | 14.6374 | 1919.7245 | 0 | 0 | 0.77386 | 0.0144 | 0.64709 | 0.016491 | 0.50353 | 0.00091891 | 0 | 0 | 0 | 0 | 0.037624 | 0.0012008 | 0.055752 | 0.00025451 | 0 | 0 | 3.4745 | 0.19327 | 0.022278 | 0.014161 | 0.01506 | 0.00023913 | 0.015559 | 0.00094628 | 0.015265 | 0.00025451 | 0.01506 | 0.00020581 | 0.014874 | 4.87e-05 | 0.74023
979 | 43730.1579 | 0.89693 | 0.84226 | 1.3474 | 1.1391 | 8.6293 | 3.6839 | 1.8629 | 0.94827 | 0.05339 | 0.032949 | 7.6624 | 2.3214 | 0.15622 | 0.3901 | 0.14863 | 0.36174 | 0.087075 | 0.1456 | 0.41915 | 0.21165 | 2.3423 | 2.4232 | 0.078775 | 1.8558 | 0.45907 | 0.013754 | 0.56796 | 0.42172 | 0.12975 | 0.07845 | 5.8845 | 7.6663 | 9.1542 | 0.59796 | 14.9079 | 2056.4498 | 0 | 0 | 0.76581 | 0.015275 | 0.60937 | 0.016491 | 0.50168 | 0.00091891 | 0 | 0 | 0 | 0 | 0.037623 | 0.0012882 | 0.056688 | 0.00027335 | 0 | 0 | 3.6612 | 0.20857 | 0.023291 | 0.015018 | 0.015268 | 0.00025664 | 0.015558 | 0.0010148 | 0.015265 | 0.00027335 | 0.01506 | 0.00022104 | 0.014874 | 5.2309e-05 | 0.78034
980 | 41804.9743 | 0.90944 | 0.84044 | 1.2055 | 1.8095 | 10.8274 | 2.9262 | 3.6831 | 1.5206 | 1.038 | 0.032285 | 9.5624 | 3.7924 | 0.22497 | 0.35513 | 0.14016 | 0.35601 | 0.082667 | 0.13428 | 0.4098 | 0.20779 | 2.0844 | 2.1679 | 0.10252 | 1.7096 | 0.4464 | 0.012551 | 0.61413 | 0.50312 | 0.10235 | 0.06326 | 5.5629 | 6.7639 | 9.773 | 0.57975 | 14.3374 | 1964.5154 | 0 | 0 | 0.78428 | 0.014707 | 0.60943 | 0.016491 | 0.42322 | 0.00091891 | 0 | 0 | 0 | 0 | 0.037624 | 0.0012302 | 0.056079 | 0.00026104 | 0 | 0 | 3.5356 | 0.19824 | 0.022423 | 0.014461 | 0.01506 | 0.00024528 | 0.015558 | 0.00096916 | 0.015265 | 0.00026104 | 0.01506 | 0.00021109 | 0.014874 | 4.9952e-05 | 0.67723
981 | 52694.957 | 0.78121 | 0.95415 | 1.259 | 1.686 | 6.7997 | 2.0988 | 1.0461 | 0.59135 | 1.1167 | 0.042016 | 6.1453 | 1.4329 | 0.337 | 0.32926 | 0.14486 | 0.3744 | 0.076779 | 0.11398 | 0.46489 | 0.19072 | 1.7524 | 2.5797 | 0.096187 | 1.6339 | 0.44711 | 0.014352 | 0.57286 | 0.48433 | 0.12528 | 0.05964 | 10.7438 | 7.6609 | 11.4628 | 0.43636 | 16.8231 | 2522.9816 | 0 | 0 | 0.90958 | 0.018388 | 0.6957 | 0.019491 | 0.46287 | 0.00091891 | 0 | 0 | 0 | 0 | 0.037663 | 0.0015736 | 0.059778 | 0.00033574 | 0 | 0 | 4.236 | 0.25755 | 0.024733 | 0.018068 | 0.015268 | 0.00032 | 0.015597 | 0.0012379 | 0.015265 | 0.00033574 | 0.015268 | 0.00027149 | 0.014874 | 6.4248e-05 | 0.92537
982 | 42974.1394 | 0.92433 | 0.88535 | 0.9458 | 1.2963 | 8.5709 | 2.4795 | 2.9756 | 1.6635 | 0.3359 | 0.020926 | 7.4944 | 3.1708 | 0.20329 | 0.33993 | 0.14789 | 0.37768 | 0.08287 | 0.13141 | 0.42514 | 0.20195 | 2.3113 | 2.2136 | 0.10994 | 1.7026 | 0.41161 | 0.012351 | 0.66294 | 0.4393 | 0.1101 | 0.07049 | 8.3158 | 6.9919 | 12.9613 | 0.53492 | 15.1459 | 2038.92 | 0 | 0 | 0.90162 | 0.015217 | 0.65644 | 0.016491 | 0.44684 | 0.00091891 | 0 | 0 | 0 | 0 | 0.037623 | 0.0012754 | 0.056539 | 0.00027041 | 0 | 0 | 3.6362 | 0.2065 | 0.023264 | 0.014962 | 0.015268 | 0.00025549 | 0.015558 | 0.001005 | 0.015265 | 0.00027041 | 0.01506 | 0.00021866 | 0.014874 | 5.1745e-05 | 0.71014
983 | 39463.8769 | 0.96386 | 0.80565 | 1.0434 | 1.1586 | 12.4592 | 2.6774 | 1.9358 | 1.7294 | 1.0089 | 0.061205 | 6.2996 | 3.1851 | 0.42563 | 0.37646 | 0.14298 | 0.33204 | 0.075972 | 0.13913 | 0.46288 | 0.1825 | 2.4324 | 2.2044 | 0.10315 | 1.7927 | 0.4628 | 0.013748 | 0.49325 | 0.52058 | 0.11162 | 0.07096 | 8.5511 | 7.7692 | 12.2058 | 0.62477 | 13.8334 | 1855.1148 | 0 | 0 | 0.79383 | 0.013895 | 0.62647 | 0.016491 | 0.36355 | 0.00091891 | 0 | 0 | 0 | 0 | 0.037416 | 0.0011551 | 0.055242 | 0.00024451 | 0 | 0 | 3.3872 | 0.18623 | 0.02204 | 0.013666 | 0.01506 | 0.00022902 | 0.015559 | 0.00091063 | 0.015057 | 0.00024451 | 0.01506 | 0.00019773 | 0.014874 | 4.6786e-05 | 0.64382
984 | 53867.2858 | 0.81217 | 0.8092 | 1.2509 | 1.4873 | 11.4993 | 2.3989 | 3.8992 | 1.8113 | 0.8612 | 0.022267 | 9.6582 | 2.5971 | 0.40737 | 0.30309 | 0.14903 | 0.34115 | 0.080176 | 0.1258 | 0.42042 | 0.22838 | 2.3777 | 1.9404 | 0.074442 | 2.0789 | 0.47476 | 0.01249 | 0.58088 | 0.40221 | 0.14279 | 0.060235 | 11.0475 | 9.4681 | 8.3243 | 0.51897 | 16.0783 | 2471.3868 | 0 | 0 | 0.8414 | 0.018048 | 0.64252 | 0.019491 | 0.41088 | 0.00091891 | 0 | 0 | 0 | 0 | 0.037663 | 0.0015613 | 0.059702 | 0.00033358 | 0 | 0 | 4.1695 | 0.25175 | 0.024577 | 0.017735 | 0.015268 | 0.00031299 | 0.015597 | 0.0012278 | 0.015265 | 0.00033358 | 0.015268 | 0.00026975 | 0.014874 | 6.3825e-05 | 0.71128
985 | 41125.2251 | 0.97054 | 0.85572 | 0.98039 | 1.557 | 10.0203 | 3.2733 | 0.7775 | 1.8349 | 0.95405 | 0.056312 | 7.7795 | 1.3525 | 0.19897 | 0.31178 | 0.12574 | 0.33829 | 0.078826 | 0.13068 | 0.48159 | 0.17038 | 2.2438 | 2.0013 | 0.068659 | 1.8473 | 0.43575 | 0.013554 | 0.47934 | 0.52547 | 0.10006 | 0.077741 | 10.1349 | 7.4982 | 13.8027 | 0.5735 | 14.7907 | 1943.9106 | 0 | 0 | 0.85523 | 0.014562 | 0.65588 | 0.016491 | 0.46389 | 0.00091891 | 0 | 0 | 0 | 0 | 0.037624 | 0.0012155 | 0.055907 | 0.00025764 | 0 | 0 | 3.5076 | 0.19596 | 0.022355 | 0.01432 | 0.01506 | 0.00024237 | 0.015558 | 0.00095791 | 0.015265 | 0.00025764 | 0.01506 | 0.00020834 | 0.014874 | 4.9304e-05 | 0.59789
986 | 46541.6624 | 0.94556 | 0.94532 | 1.1802 | 1.5172 | 11.7646 | 2.2445 | 0.6592 | 1.1409 | 1.1431 | 0.07565 | 7.6435 | 1.9378 | 0.12645 | 0.39318 | 0.15542 | 0.35884 | 0.088206 | 0.14849 | 0.47884 | 0.2034 | 2.4229 | 2.5873 | 0.077393 | 1.9567 | 0.47795 | 0.014271 | 0.54816 | 0.48524 | 0.12619 | 0.060989 | 12.7841 | 8.4373 | 8.8566 | 0.55399 | 16.0142 | 2220.7993 | 0 | 0 | 0.88201 | 0.016523 | 0.62133 | 0.016491 | 0.56718 | 0.00091891 | 0 | 0 | 0 | 0 | 0.037622 | 0.0013907 | 0.057732 | 0.00029535 | 0 | 0 | 3.8763 | 0.22658 | 0.023873 | 0.016241 | 0.015268 | 0.00028189 | 0.015557 | 0.0010954 | 0.015265 | 0.00029535 | 0.01506 | 0.00023884 | 0.014874 | 5.6514e-05 | 0.96447
987 | 44813.1548 | 0.77831 | 0.9751 | 1.142 | 1.2322 | 9.0043 | 4.3831 | 1.0332 | 0.51501 | 0.19163 | 0.045587 | 6.7131 | 0.78447 | 0.17479 | 0.27278 | 0.14759 | 0.37586 | 0.08234 | 0.13442 | 0.44752 | 0.19474 | 2.1319 | 2.1327 | 0.086771 | 1.95 | 0.3411 | 0.013575 | 0.59736 | 0.38871 | 0.13778 | 0.067738 | 9.7696 | 8.1429 | 15.8841 | 0.48478 | 16.303 | 2178.1207 | 0 | 0 | 0.89522 | 0.01612 | 0.71529 | 0.016491 | 0.56917 | 0.00091891 | 0 | 0 | 0 | 0 | 0.037623 | 0.0013522 | 0.05732 | 0.00028675 | 0 | 0 | 3.8232 | 0.22209 | 0.023686 | 0.015846 | 0.015268 | 0.00027369 | 0.015557 | 0.0010654 | 0.015265 | 0.00028675 | 0.01506 | 0.00023188 | 0.014874 | 5.4875e-05 | 0.6699
988 | 46953.6321 | 0.86753 | 0.94857 | 1.5278 | 1.2128 | 10.5945 | 3.5676 | 2.2452 | 1.092 | 0.91886 | 0.024332 | 8.6885 | 1.3614 | 0.17178 | 0.34464 | 0.16479 | 0.30435 | 0.084569 | 0.12869 | 0.43084 | 0.21199 | 2.0714 | 2.1734 | 0.097728 | 1.6391 | 0.35506 | 0.014776 | 0.45874 | 0.43141 | 0.11362 | 0.068801 | 14.4613 | 6.3764 | 10.2402 | 0.49942 | 15.8819 | 2250.3827 | 0 | 0 | 0.79847 | 0.016656 | 0.64188 | 0.016491 | 0.53985 | 0.00091891 | 0 | 0 | 0 | 0 | 0.037622 | 0.001409 | 0.05792 | 0.00029938 | 0 | 0 | 3.9167 | 0.23 | 0.023935 | 0.016372 | 0.015268 | 0.00028457 | 0.015557 | 0.0011097 | 0.015265 | 0.00029938 | 0.01506 | 0.00024209 | 0.014874 | 5.7295e-05 | 0.8569
989 | 57123.6421 | 0.84858 | 0.7905 | 0.95501 | 1.7262 | 6.3838 | 2.279 | 2.8552 | 1.5377 | 0.64098 | 0.051622 | 9.8342 | 3.7841 | 0.29121 | 0.3206 | 0.11791 | 0.36804 | 0.0688 | 0.10912 | 0.44849 | 0.18126 | 2.3641 | 2.2744 | 0.10229 | 1.7245 | 0.45005 | 0.013786 | 0.63238 | 0.49014 | 0.11227 | 0.067947 | 10.4477 | 9.772 | 9.5565 | 0.49487 | 17.0152 | 2604.6812 | 0 | 0 | 0.95228 | 0.018877 | 0.67269 | 0.019491 | 0.44565 | 0.00091891 | 0 | 0 | 0 | 0 | 0.037662 | 0.0016439 | 0.060509 | 0.00035198 | 0 | 0 | 4.3401 | 0.26672 | 0.024956 | 0.018546 | 0.015268 | 0.00033003 | 0.015597 | 0.0012919 | 0.015265 | 0.00035198 | 0.015268 | 0.00028464 | 0.014874 | 6.734e-05 | 0.77568
990 | 50826.3612 | 0.86643 | 0.86248 | 1.4311 | 1.7171 | 10.6093 | 2.3511 | 1.6746 | 1.2542 | 0.58128 | 0.069856 | 7.6175 | 3.4213 | 0.19792 | 0.39706 | 0.15744 | 0.38678 | 0.07871 | 0.15825 | 0.44225 | 0.21994 | 2.2057 | 2.2376 | 0.079428 | 1.7507 | 0.4537 | 0.01133 | 0.57424 | 0.49892 | 0.095514 | 0.056979 | 10.0725 | 8.5682 | 14.103 | 0.63817 | 16.3562 | 2387.6147 | 0 | 0 | 0.80482 | 0.017419 | 0.72446 | 0.019491 | 0.48377 | 0.00091891 | 0 | 0 | 0 | 0 | 0.037663 | 0.0014939 | 0.059033 | 0.00031881 | 0 | 0 | 4.0638 | 0.24259 | 0.024288 | 0.017119 | 0.015268 | 0.00030015 | 0.015598 | 0.0011751 | 0.015265 | 0.00031881 | 0.015268 | 0.0002578 | 0.014874 | 6.1009e-05 | 0.95024
991 | 40711.3502 | 0.99163 | 0.80419 | 1.047 | 1.5187 | 12.5342 | 3.1387 | 0.75903 | 0.99101 | 0.88641 | 0.070645 | 7.2591 | 0.59146 | 0.15213 | 0.36805 | 0.13765 | 0.40889 | 0.088154 | 0.13751 | 0.40444 | 0.23015 | 1.865 | 2.0094 | 0.071719 | 1.7631 | 0.49339 | 0.010317 | 0.64274 | 0.46862 | 0.1299 | 0.058522 | 14.026 | 8.8393 | 14.8722 | 0.58707 | 15.1206 | 1919.6229 | 0 | 0 | 0.80212 | 0.014249 | 0.6633 | 0.016491 | 0.5886 | 0.00091891 | 0 | 0 | 0 | 0 | 0.037624 | 0.0011902 | 0.055639 | 0.00025224 | 0 | 0 | 3.4784 | 0.19358 | 0.022207 | 0.014013 | 0.01506 | 0.0002361 | 0.015559 | 0.00093796 | 0.015265 | 0.00025224 | 0.01506 | 0.00020398 | 0.014874 | 4.8264e-05 | 0.64795
992 | 44490.1076 | 0.79166 | 0.7127 | 1.3086 | 1.8419 | 11.9766 | 2.7398 | 3.4438 | 1.8667 | 0.86319 | 0.021686 | 7.0982 | 1.5608 | 0.4174 | 0.38637 | 0.14253 | 0.28413 | 0.072484 | 0.13076 | 0.463 | 0.19968 | 2.1351 | 2.7304 | 0.10599 | 2.034 | 0.46317 | 0.01501 | 0.57532 | 0.52186 | 0.11648 | 0.067205 | 8.6722 | 7.9343 | 15.173 | 0.64808 | 14.459 | 2000.4024 | 0 | 0 | 0.71585 | 0.014982 | 0.68438 | 0.016491 | 0.39165 | 0.00091891 | 0 | 0 | 0 | 0 | 0.037623 | 0.0012714 | 0.056567 | 0.00027056 | 0 | 0 | 3.583 | 0.20212 | 0.022552 | 0.014731 | 0.015268 | 0.0002508 | 0.015558 | 0.0010008 | 0.015265 | 0.00027056 | 0.01506 | 0.0002188 | 0.014873 | 5.1762e-05 | 0.64453
993 | 47366.8045 | 0.87483 | 0.79325 | 1.5391 | 1.4367 | 11.0608 | 4.4178 | 0.5911 | 1.9514 | 1.0397 | 0.036563 | 8.7841 | 3.2406 | 0.20973 | 0.35242 | 0.11748 | 0.38465 | 0.077124 | 0.1262 | 0.46367 | 0.22905 | 2.5922 | 2.311 | 0.088081 | 1.8648 | 0.39592 | 0.013862 | 0.61468 | 0.42423 | 0.12037 | 0.07497 | 12.7674 | 7.6099 | 11.1415 | 0.55795 | 15.0578 | 2156.8245 | 0 | 0 | 0.72766 | 0.016129 | 0.64706 | 0.016491 | 0.4473 | 0.00091891 | 0 | 0 | 0 | 0 | 0.037622 | 0.0013741 | 0.057614 | 0.00029245 | 0 | 0 | 3.7903 | 0.21933 | 0.02369 | 0.015855 | 0.015268 | 0.00027389 | 0.015557 | 0.0010817 | 0.015265 | 0.00029245 | 0.01506 | 0.00023649 | 0.014874 | 5.5956e-05 | 0.71003
994 | 51889.9641 | 0.8174 | 0.888 | 1.1473 | 1.7005 | 10.7253 | 2.4311 | 1.3134 | 0.61491 | 0.95173 | 0.077415 | 9.9197 | 3.3556 | 0.17513 | 0.40412 | 0.13532 | 0.31289 | 0.065188 | 0.15195 | 0.43757 | 0.16766 | 2.5068 | 2.264 | 0.075578 | 1.8768 | 0.35243 | 0.010659 | 0.60001 | 0.40598 | 0.12996 | 0.070382 | 10.7993 | 9.3265 | 13.6864 | 0.5697 | 16.8991 | 2451.1582 | 0 | 0 | 0.90262 | 0.017849 | 0.72599 | 0.019491 | 0.50983 | 0.00091891 | 0 | 0 | 0 | 0 | 0.037663 | 0.0015296 | 0.05937 | 0.00032635 | 0 | 0 | 4.1456 | 0.24967 | 0.024486 | 0.01754 | 0.015268 | 0.00030894 | 0.015597 | 0.0012032 | 0.015265 | 0.00032635 | 0.015268 | 0.0002639 | 0.014874 | 6.2448e-05 | 1.0231
995 | 51779.6972 | 0.77303 | 0.9954 | 1.1527 | 1.5937 | 10.5814 | 4.0561 | 2.0483 | 1.0317 | 1.0792 | 0.05384 | 8.6013 | 2.0059 | 0.21267 | 0.27797 | 0.13695 | 0.36716 | 0.080314 | 0.13704 | 0.5193 | 0.17144 | 2.1302 | 2.1279 | 0.089876 | 1.5339 | 0.51839 | 0.011697 | 0.53548 | 0.46193 | 0.10454 | 0.064546 | 13.0498 | 9.4535 | 8.3185 | 0.50436 | 16.9254 | 2518.6289 | 0 | 0 | 0.95929 | 0.018304 | 0.64553 | 0.019491 | 0.51095 | 0.00091891 | 0 | 0 | 0 | 0 | 0.037663 | 0.0015622 | 0.059654 | 0.00033306 | 0 | 0 | 4.2319 | 0.2572 | 0.024695 | 0.017986 | 0.015268 | 0.00031827 | 0.015597 | 0.0012291 | 0.015265 | 0.00033306 | 0.015268 | 0.00026932 | 0.014874 | 6.3742e-05 | 0.80956
996 | 49064.4478 | 0.92803 | 0.78617 | 1.2954 | 1.2444 | 10.9463 | 2.747 | 3.4669 | 1.8159 | 0.56652 | 0.067959 | 7.6088 | 1.234 | 0.18362 | 0.35679 | 0.13031 | 0.27143 | 0.073032 | 0.14388 | 0.51371 | 0.1621 | 1.8515 | 2.5766 | 0.089607 | 1.7575 | 0.41664 | 0.012698 | 0.64392 | 0.44171 | 0.1398 | 0.076336 | 12.2326 | 6.6187 | 15.9329 | 0.60261 | 16.0646 | 2239.8655 | 0 | 0 | 0.78631 | 0.016581 | 0.72458 | 0.016491 | 0.51859 | 0.00091891 | 0 | 0 | 0 | 0 | 0.037622 | 0.0014205 | 0.058088 | 0.00030253 | 0 | 0 | 3.9025 | 0.22879 | 0.0239 | 0.016298 | 0.015268 | 0.00028304 | 0.015556 | 0.0011179 | 0.015265 | 0.00030253 | 0.01506 | 0.00024465 | 0.014874 | 5.7884e-05 | 0.73667
997 | 43886.5332 | 0.86505 | 0.79793 | 1.0535 | 1.757 | 13.9273 | 1.3853 | 1.2194 | 0.70488 | 0.4265 | 0.042579 | 6.7243 | 3.2119 | 0.20102 | 0.37237 | 0.15963 | 0.3255 | 0.080275 | 0.15082 | 0.4885 | 0.20363 | 2.2075 | 2.0359 | 0.08233 | 1.6963 | 0.48951 | 0.011061 | 0.58864 | 0.42025 | 0.14714 | 0.080555 | 10.3994 | 6.8943 | 10.3329 | 0.62204 | 14.7758 | 2029.0316 | 0 | 0 | 0.82207 | 0.015148 | 0.62233 | 0.016491 | 0.44468 | 0.00091891 | 0 | 0 | 0 | 0 | 0.037623 | 0.0012769 | 0.056595 | 0.00027134 | 0 | 0 | 3.6227 | 0.20539 | 0.02263 | 0.014894 | 0.015268 | 0.00025413 | 0.015558 | 0.0010056 | 0.015265 | 0.00027134 | 0.01506 | 0.00021943 | 0.014874 | 5.1918e-05 | 0.70007
998 | 41318.3826 | 0.88802 | 0.76263 | 0.99797 | 1.2953 | 10.6661 | 2.7535 | 0.63416 | 1.0259 | 0.58285 | 0.066604 | 8.62 | 1.3012 | 0.32189 | 0.37617 | 0.12726 | 0.37238 | 0.072388 | 0.13212 | 0.41713 | 0.20759 | 2.2772 | 2.4066 | 0.095104 | 2.2175 | 0.42159 | 0.012814 | 0.55475 | 0.54611 | 0.12987 | 0.066114 | 7.603 | 9.6289 | 10.6569 | 0.60425 | 14.3151 | 1919.7448 | 0 | 0 | 0.80019 | 0.014271 | 0.61473 | 0.016491 | 0.43736 | 0.00091891 | 0 | 0 | 0 | 0 | 0.037624 | 0.0011985 | 0.055739 | 0.00025412 | 0 | 0 | 3.4777 | 0.19353 | 0.022218 | 0.014035 | 0.01506 | 0.00023653 | 0.015559 | 0.00094434 | 0.015265 | 0.00025412 | 0.01506 | 0.0002055 | 0.014874 | 4.8623e-05 | 0.63096
999 | 48425.0932 | 0.90386 | 0.94238 | 1.3763 | 1.1744 | 14.6761 | 1.2004 | 2.3857 | 0.559 | 0.29464 | 0.029181 | 6.0881 | 2.6223 | 0.43017 | 0.29112 | 0.11905 | 0.34501 | 0.083286 | 0.13791 | 0.40838 | 0.23417 | 2.2119 | 2.6075 | 0.09324 | 1.7057 | 0.44773 | 0.014749 | 0.62617 | 0.39975 | 0.11633 | 0.074853 | 10.7742 | 9.8437 | 12.7396 | 0.52329 | 15.8282 | 2333.0145 | 0 | 0 | 0.84057 | 0.017069 | 0.69885 | 0.019491 | 0.39824 | 0.00091891 | 0 | 0 | 0 | 0 | 0.037664 | 0.0014501 | 0.058546 | 0.00030836 | 0 | 0 | 3.993 | 0.23651 | 0.024126 | 0.016776 | 0.015268 | 0.00029297 | 0.015598 | 0.0011417 | 0.015265 | 0.00030836 | 0.015268 | 0.00024935 | 0.014874 | 5.9013e-05 | 0.74045